## B Series
NORTH AMERICA Price List 2018
B Series
Reference | Article | Price (USD)
2018
1100100501161 | B1-252ASC LED | 853
Binocular head inclined 45º and 360º rotating
Widefield eyepieces WF10X / 18mm
Quadruple nosepiece
Achromatic super contrast objectives
ASC 4X, 10X, 40X S, 100X S-Oil
Coaxial coarse and fine focusing adjustment
Built in low position coaxial Rackless mechanical stage
Focusable 1.25 N.A. Abbe condenser
Iris diaphragm with filter holder
LED illumination 3W with intensity control
Main supply 110V UL approved
1100100501131 | B1-253ASC | 1035
Trinocular head inclined 30º and 360º rotating
Widefield eyepieces WF10X / 20mm
Quadruple nosepiece
Achromatic super contrast objectives
ASC 4X, 10X, 40X S, 100X S-Oil
Coaxial coarse and fine focusing adjustment
Built in low position coaxial Rackless mechanical stage
Focusable 1.25 N.A. Abbe condenser
Iris diaphragm with filter holder
LED illumination 3W with intensity control
Main supply 110V UL approved
1100100501151 | B1-252SP | 796
Binocular head inclined 45º and 360º rotating
Widefield eyepieces WF10X / 18mm
Quadruple nosepiece
Semi plan Achromatic objectives
4X, A 10X, 40X S, 100X S-Oil
Coaxial coarse and fine focusing adjustment
Built in low position coaxial Rackless mechanical stage
Focusable 1.25 N.A. Abbe condenser
Iris diaphragm with filter holder
LED illumination 3W with intensity control
Main supply 110V UL approved
1100100501121 | B1-253SP | 978
Trinocular head inclined 45º and 360º rotating
Widefield eyepieces WF10X / 18mm
Quadruple nosepiece
Semi plan Achromatic objectives
4X, A 10X, 40X S, 100X S-Oil
Coaxial coarse and fine focusing adjustment
Built in low position coaxial Rackless mechanical stage
Focusable 1.25 N.A. Abbe condenser
Iris diaphragm with filter holder
LED illumination 3W with intensity control
Main supply 110V UL approved
Eyepieces (per piece)
1101001402101 | Widefield eyepiece WF10X / 18mm | 35
1101001400533 | Widefield eyepiece WF15X / 12mm with pointer | 37
1101001400534 | Widefield eyepiece WF15X / 12mm without pointer | 37
1101001400572 | Widefield eyepiece WF20X / 11mm | 53
Micrometer eyepieces (per piece)
1101001400353 | Micrometer eyepiece WF10X / 18mm, 100 divisions in 10mm | 63
1101001401025 | Reticle 19mm (for 18mm eyepiece), 100 divisions in 10mm | 19
1101001400075 | Reticle holder | 9
Objectives
Semi Plan Objectives
1101001706151 | S-Plan Objective SP4X / 0.10 / W.D. 17.9mm | 25
1101001706161 | S-Plan Objective SP10X / 0.25 / W.D. 5.3mm | 35
1101001706171 | S-Plan Objective SP40X / 0.45 / S W.D. 0.2mm | 45
1101001706181 | S-Plan Objective SP100X / 1.25 / S-Oil / W.D. 0.165mm | 75
Achromatic Super Contrast Objectives - ASC
1101001701582 | Achromatic super contrast objective ASC 4X / 0.10 | 29
1101001701542 | Achromatic super contrast objective ASC 10X / 0.25 | 41
1101001701562 | Achromatic super contrast objective ASC 40X / 0.65 / S | 81
1101001701591 | Achromatic super contrast objective ASC 60X / 0.85 / S | 117
1101001701523 | Achromatic super contrast objective ASC 100X / 1.25 / S-Oil | 116
Polarizing Set
1101000300501 | Polarizing set B.208 | 86
1101000300512 | Polarizing set B.208NT (without rotating table) | 54
Phase Constrast and Darkfield Accessories
1101001701031 | Plan phase objective PL PH 10X / 0.25 | 102
1101000300681 | 10X phase contrast attachment (simple plug in type) | 43
1101001701421 | Plan phase objective PL PH 40X / 0.65 / S | 204
1101000300691 | 40X phase contrast attachment (simple plug in type) | 43
1101000300872 | Complete phase contrast set including plan objectives | 1126
PLPH10X, 20X, 40X S and 100X S-Oil, turret type 1.25 N.A.
1101000300531 | Centering telescope | 90
1101000300722 | Darkfield attachment (simple plug in type) | 43
Photo and C-Mount Camera Adapters
1101000300791 | 2.5X SLR Projection lens | 86
1101000300861 | 4X SLR Projection lens | 86
1101000300652 | 0.5X C-mount camera adapter for 1/2” chip sensors | 54
1101000300641 | 1X C-mount camera adapter [no lens] | 54
1101002300252 | 0.6X C-mount camera adapter for 2/3” chiip sensors | 54
1101001200091 | Aluminium case | 108
Spare bulbs
1101002400427 | Halogen bulb 12V / 20W | 9
1101002400022 | LED Bulb Assembly | 35
1100100500592 | B3-220ASC | 983
Binocular head siedentopf type inclined 30º and 360º rotating
Widefield eyepieces WF10X / 20mm
Reversed quintuple nosepiece
Achromatic super contrast objectives ASC 4X, 10X, 40X S, 100X S-Oil
Coaxial coarse and fine focusing adjustment
Built in low position coaxial mechanical stage
Centerable and focusable 1.25 N.A Abbe condenser
Iris diaphragm with filter holder
Koehler illumination halogen 12V / 20W with intensity control
Main supply 110V UL approved
1100100500641 | B3-223ASC | 1165
Trinocular head siedentopf type inclined 30º and 360º rotating
Light distribution 100/0, 20/80
Widefield eyepieces WF10X / 20mm
Reversed quintuple nosepiece
Achromatic super contrast objectives ASC 4X, 10X, 40X S, 100X S-Oil
Coaxial coarse and fine focusing adjustment
Built in low position coaxial mechanical stage
Centerable and focusable 1.25 N.A Abbe condenser
Iris diaphragm with filter holder
Koehler illumination halogen 12V / 20W with intensity control
Main supply 110V UL approved
1100100500611 | B3-220PL | 1103
Binocular head siedentopf type inclined 30º and 360º rotating
Widefield eyepieces WF10X / 20mm
Reversed quintuple nosepiece
Plan objectives PL 4X, 10X, 40X S, 100X S-Oil
Coaxial coarse and fine focusing adjustment
Built in low position coaxial mechanical stage
Centerable and focusable 1.25 N.A Abbe condenser
Iris diaphragm with filter holder
Koehler illumination halogen 12V / 20W with intensity control
Main supply 110V UL approved
1100100500671 | B3-223PL | 1285
Trinocular head siedentopf type inclined 30º and 360º rotating
Light distribution 100/0, 20/80
Widefield eyepieces WF10X / 20mm
Reversed quintuple nosepiece
Plan objectives PL 4X, 10X, 40X S, 100X S-Oil
Coaxial coarse and fine focusing adjustment
Built in low position coaxial mechanical stage
Centerable and focusable 1.25 N.A Abbe condenser
Iris diaphragm with filter holder
Koehler illumination halogen 12V / 20W with intensity control
Main supply 110V UL approved
1100100500691 | B3 Clinlab | 1811
Binocular head siedentopf type inclined 30º and 360º rotating
Widefield eyepieces WF10X / 20mm
Reversed quintuple nosepiece
Plan objectives PL 4X
Phase contrast plan objectives PLPh 10X, 40X S, 100X S-Oil
Coaxial coarse and fine focusing adjustment
Built in low position coaxial mechanical stage
Special 5-hole turret type Abbe condenser 1.25 N.A. with choices
for phase contrast 10X, 40X, 100X, bright field and dark field
Centering telescope
Koehler illumination halogen 12V / 20W with intensity control
Main supply 110V UL approved
Eyepieces (per piece)
1101001400392 | Widefield eyepiece WF10X / 20mm | 45
1101001400533 | Widefield eyepiece WF15X / 12mm with pointer | 37
1101001400534 | Widefield eyepiece WF15X / 12mm without pointer | 37
1101001400572 | Widefield eyepiece WF20X / 11mm | 53
Micrometer eyepieces (per piece)
1101001400402 | Micrometer eyepiece 10X / 18mm, 100 divisions in 10mm | 63
1101001401101 | Reticle 21mm (for 20mm eyepiece), 100 divisions in 10mm | 19
1101002300042 | Reticle holder | 9
Achromatic Super Contrast Objectives - ASC
1101001701582 | Achromatic super contrast objective ASC 4X / 0.10 | 29
1101001701542 | Achromatic super contrast objective ASC 10X / 0.25 | 41
1101001701562 | Achromatic super contrast objective ASC 40X / 0.65 / S | 81
1101001701591 | Achromatic super contrast objective ASC 60X / 0.85 / S | 117
1101001701523 | Achromatic super contrast objective ASC 100X / 1.25 / S-Oil | 116
Plan Objectives - PL
1101001703361 | Plan objective PL 4X / 0.10 | 32
1101001703371 | Plan objective PL 10X / 0.25 | 57
1101001701301 | Plan objective PL 20X / 0.40 | 114
1101001702851 | Plan objective PL 40X / 0.65 / S | 117
1101001703772 | Plan objective PL 60X / 0.85 / S | 173
1101001402162 | Plan objective PL 100X / 1.25 / S - Oil | 180
Polarizing Set
1101000300522 | Polarizing set B.209 | 74
1101000300911 | Polarizing set B.209NT (without rotating table) | 48
Phase Contrast and Darkfield Accessories
1101001701031 | Plan phase objective PL PH 10X / 0.25 | 102
1101000300681 | 10X phase contrast attachment (simple plug in type) | 43
1101001701421 | Plan phase objective PL PH 40X / 0.65 / S | 204
1101000300691 | 40X phase contrast attachment (simple plug in type) | 43
1101001700971 | Plan phase objective PL PH 100X S-Oil | 321
1101000300531 | Centering telescope | 90
1101000300891 | Special 5-hole turret type Abbe condenser 1.25 N.A. with choices for | 268
phase contrast 10X, 20X, 40X, 100X and bright field
1101000300872 | Complete phase contrast set including | 1126
Plan objectives PLPH 10X, 20X, 40X S and 100X S-Oil,
1.25 N.A. and centering telescope
1101000300722 | Dark field attachment (simple plug in type) | 43
Photo and C-Mount Camera Adapters
1101000300802 | 2.5X SLR Projection lens | 117
1101000300811 | 4X SLR Projection lens | 117
1101000300782 | 0.5X C-mount camera adapter for 1/2” chip sensors | 64
Spare bulbs
1101002400427 | Halogen bulb 12V / 20W | 9
1101001200091 | Aluminium case | 108

## Stereos
NORTH AMERICA Price List 2018
Stereo Series
Reference | Article | Price (USD)
2018
1100200600814 | SMZ-140-N2LED | 695
Greenough Zoom Optical System
45° Binocular stereomicroscope head
Widefield eyepieces 10X / F.N. 20
4 : 1 Zoom Ratio, WD = 80mm
Magnification Range: 1X - 4X
N2LED: Compact incident/transmitted illumination stand
3W Intensity controlled halogen incident illumination
3W Intensity controlled halogen transmitted illumination
Main supply 110V
1100200600832 | SMZ-143-N2LED | 786
Greenough Zoom Optical System
45° Trinocular stereomicroscope head
Widefield eyepieces 10X / F.N. 20
4 : 1 Zoom Ratio, WD = 80mm
Magnification Range: 1X - 4X
N2LED: Compact incident/transmitted illumination stand
3W Intensity controlled halogen incident illumination
3W Intensity controlled halogen transmitted illumination
Main supply 110V
1100200600161 | SMZ-140-N2GG | 606
Greenough Zoom Optical System
45° Binocular stereomicroscope head
Widefield eyepieces 10X / F.N. 20
4 : 1 Zoom Ratio, WD = 80mm
Magnification Range: 1X - 4X
N2GG: Compact incident/transmitted illumination stand
12V/15W Intensity controlled halogen incident illumination
12V/10W Intensity controlled halogen transmitted illumination
Main supply 110V
1100200600101 | SMZ-140-FBGG | 826
Greenough Zoom Optical System
45° Binocular stereomicroscope head
Widefield eyepieces 10X / F.N. 20
4 : 1 Zoom Ratio, WD = 80mm
Magnification Range: 1X - 4X
FBGG: Incident/transmitted large working area stand
12V/10W Intensity controlled halogen incident and transmitted illumination
Main supply 110V
1100200600421 | SMZ-143-N2GG | 697
Greenough Zoom Optical System
45° Trinocular stereomicroscope head
Photo/Video: 100% [right eyetube]
Widefield eyepieces 10X / F.N. 20
4 : 1 Zoom Ratio, WD = 80mm
Magnification Range: 1X - 4X
N2GG: Compact incident/transmitted illumination stand
12V/15W Intensity controlled halogen incident illumination
12V/10W Intensity controlled halogen transmitted illumination
Main supply 110V
1100200600342 | SMZ-143-FBGG | 874
Greenough Zoom Optical System
45° Trinocular stereomicroscope head
Photo/Video: 100% [right eyetube]
Widefield eyepieces 10X / F.N. 20
4 : 1 Zoom Ratio, WD = 80mm
Magnification Range: 1X - 4X
FBGG: Incident/transmitted large working area stand
12V/10W Intensity controlled halogen incident and transmitted illumination
Main supply 110V
Heads
1100200600513 | SMZ-140 Head | 471
Greenough Zoom Optical System
45° Binocular stereomicroscope head
Widefield eyepieces 10X / F.N. 20
4 : 1 Zoom Ratio, WD = 80mm
Magnification Range: 1X - 4X
1100200600471 | SMZ-140 [60°] Head | 471
Greenough Zoom Optical System
60° Binocular stereomicroscope head
Widefield eyepieces 10X / F.N. 20
4 : 1 Zoom Ratio, WD = 80mm
Magnification Range: 1X - 4X
1100200600543 | SMZ-143 Head | 520
Greenough Zoom Optical System
45° Trinocular stereomicroscope head
Photo/Video: 100% [right eyetube]
Widefield eyepieces 10X / F.N. 20
4 : 1 Zoom Ratio, WD = 80mm
Magnification Range: 1X - 4X
SFC-11-N2GG
1100200800051 | 45° Binocular stereomicroscope head | 481
SFC-11A-N2GG | Widefield eyepieces 10X / F.N. 20
Objective Turret Magnification Changer
1100200800161 | Objective Turret Options: Type A [1X, 2X], Type B [1X, 3X], Type C [2X, 4X] | 481
SFC-11B-N2GG | 95mm Working Distance
N2GG: Compact incident/transmitted illumination stand
1100200800261 | 12V/15W Intensity controlled halogen incident illumination | 481
SFC-11C-N2GG | 12V/10W Intensity controlled halogen transmitted illumination
Main supply 110V
SFC-11 Head
45° Binocular stereomicroscope head
Widefield eyepieces 10X / F.N. 20
Objective Turret Magnification Changer
Objective Turret Options: Type A [1X, 2X], Type B [1X, 3X], Type C [2X, 4X]
95mm Working Distance
1100200800394 | SFC-11A | 220
Objective Turret Type A [1X, 2X]
1100200800401 | SFC-11B | 220
Objective Turret Type B [1X, 3X]
1100200800413 | SFC-11C | 220
Objective Turret Type C [2X, 4X]
Head Holders [arms]
1101000900572 | FS01: N2GG Head holder [without illumination] | 74
74mm head mount, 25mm pole mount rack and pinion focusing device
1101000900091 | FS03: FBGG/2111/2112 Head holder [without illumination] | 129
74mm head mount, 32mm Pole mount ball bearing focusing device
1101000900071 | FI01: Industrial holder | 115
74mm head mount, standard industrial knuckle mounting system [15.8mm]
Stands
1101000900521 | FBGG: Incident/transmitted large working area stand | 355
FS04: FBGG Head holder with illumination [74mm]
12V/10W Intensity controlled incident halogen illumination
12V/10W Intensity controlled transmitted halogen illumination
Main Supply 110V
1101000600562 | 2111: Transmitted large working area stand | 199
32mm Pole Diameter
12V/10W Intensity controlled transmitted halogen illumination
Main Supply 110V
1101001000351 | 2111 LED: Transmitted large working area stand | 268
Ø32mm Pole Diameter
3W Intensity controlled transmitted LED illumination
Main Supply 100V-240V
1101010100011 | Plain stand | 87
1101010100042 | Universal stand (round base), Ø25mm pole(600mm length) | 345
1101010100052 | Special universal stand (rectangular), Ø25mm pole(600mm length) | 307
1101010100062 | Industrial arm boom stand, for Ø15.8mm knuckle mounting system(600mm length) | 307
1101010100072 | Articulating arm boom stand, Ø25mm pole(600mm length) | 519
1101010100082 | Ball bearing boom stand, Ø25mm pole(600mm length) | 586
1101010100291 | Articulating arm boom stand (table clamp version), Ø25mm pole(600mm length) | 519
1101010100102 | Ball bearing boom stand (table clamp version), Ø25mm pole(600mm length) | 587
1101010100031 | Manual movement stand, Ø25mm pole(400mm length) | 1051
Stages and Accessories
1101001000341 | 3W Incident LED illumination assembly | 61
* Must be combined with FS03 and 2111 LED stand
1101000900741 | 1106: Gliding stage for 1104S stand | 67
1101000900621 | 1106S: Gliding stage for N2GG stand | 67
1101000600542 | 2106K: Gliding stage for FBGG/2111/2112 stand | 66
1101000600552 | Mechanical stage for FBGG/2111/2112 stand | 242
150mm x 100mm with black/white stage plate
1101000900511 | Manual rotary stage plate for mechanical stage | 67
1101007400022 | Frosted glass stage plate for mechanical stage | 21
1101000900731 | Black/white stage plate for mechanical stage | 21
1101000900061 | Jewelry clamp | 51
Additional Illumination
1101002000052 | MLC-150 Fiber optic illuminator | 395
21V/150W [EKE] Halogen illumination
Switching Power Supply 110V/220V
Local/Remote Switch for intensity control
2m Remote Control Intensity
Color Temperature LED read out
UL Approved
1101002000072 | Blue filter for MLC-150 | 36
1101002000101 | Flexible incident light guide | 262
1.5m length with standard straight distal end type
1101002000122 | Ring light guide | 291
1m length with 61mm distal end radius
1101002000132 | Gooseneck 1-arm light guide | 102
0.5m length with standard straight distal end type
1101002000142 | Gooseneck bifurcated light guide | 186
0.5m length with standard straight distal end type
1101002402691 | LED ring illumination 60T-B dimmable | 92
1101002402701 | LED ring illumination 60T dimmable and segmentable | 176
Eyepieces [per piece]
1101001400943 | Widefield 5X / F.N. 22mm | 34
1101001400752 | Widefield 10X / F.N. 20mm | 41
1101001400812 | Widefield 15X / F.N. 13mm | 40
1101001400902 | Widefield 20X / F.N. 10mm | 45
1101001400972 | Widefield 30X / F.N. 8mm | 70
Micrometer Eyepiece [per piece]
1101001400673 | Graduated linear line and plain cross hair, point = 0.1mm/14mm | 67
[Widefield 10X / F.N. 20]
1101001400682 | Graduate linear line, point = 0.2mm/14mm | 67
[Widefield 10X / F.N. 20]
1101001400651 | 360° Protractor, 30° increments | 67
[Widefield 10X / F.N. 20]
1101001400891 | Graduated linear line and double cross hair, point = 0.1mm/10mm | 67
[Widefield 20X / F.N. 10]
SMZ140/143 OBJECTIVES [per piece]
1101001700812 | 0.35X Objective, WD = 200mm | 102
1101001700662 | 0.5X Objective, WD = 133mm | 102
1101001700262 | 0.63X Objective, WD = 110mm | 102
1101001700682 | 0.75X Objective, WD = 89mm | 102
1101001700772 | 1.5X Objective, WD = 33mm | 102
Photo and C-Mount Camera Adapters
1101000900551 | 2X SLR Projection lens | 90
1101000900562 | 0.4X C-mount camera adapter for 1/3” chip sensors | 57
1101002300271 | 0.5X C-mount camera adapter for 1/2” chip sensors | 57
Polarizing Equipment
1101000600651 | B301: Polarizing equipment [1-piece rotary] for N2GG stand | 91
Dark Field Equipment
1101006400092 | Dark field attachment with iris diaphragm | 91
Spare Bulbs
1101002400402 | 12V/15W Halogen replacement bulb for incident illumination [N2GG] | 9
1101002400384 | 12V/10W Halogen replacement bulb for transmitted illumination [N2GG] | 9
1101002400372 | 12V/10W Halogen replacement bulb for incident illuminatior | 9
1101002400362 | 12V/10W Halogen replacement bulb for transmitted illumination | 9
1101000900121 | 12W Fluorescent ring light replacement tube [6400K color temperature] | 14
1101002400431 | 21V/150W, 200 hours, [EKE] halogen spare bulb | 69
1101002400022 | LED Bulb Assembly for transmitted illumination | 35
Spare Parts
1101007400061 | N2GG/1104S Black/white stage plate [Ø80mm] | 8
1101006400052 | N2GG/1104S Frosted glass stage plate [Ø80mm] | 8
1101000600681 | FBGG/2111/2112: Black/white stage plate [Ø95mm] | 8
1101007400022 | FBGG/2111/2112: Frosted glass stage plate [Ø95mm] | 8
1101006400062 | Blue frosted filter for N2GG stand | 8
1101000600422 | Blue frosted filter for FBGG/2111 stand | 9
1101001201012 | Dust cover for SMZ140/143 | 5
1101007300054 | Eyecups [pair] | 4.1
1101001200131 | N2GG Based aluminum case | 97
1101000901401 | Trinocular port cover [143] | 7
SMZ-168 Series Microscope Systems
1100200500133 | SMZ-168-BP | 954
Greenough Zoom Optical System
35° Binocular stereomicroscope head
Widefield eyepieces 10X / F.N. 23
6.7 : 1 Zoom Ratio, WD = 113mm
Magnification Range: 0.75X - 5X
2112: Plain stand
1100200500081 | SMZ-168-BL | 1099
Greenough Zoom Optical System
35° Binocular stereomicroscope head
Widefield eyepieces 10X / F.N. 23
6.7 : 1 Zoom Ratio, WD = 113mm
Magnification Range: 0.75X - 5X
SMZ-168 Incident/Transmitted Large Working Area Stand
12V/10W Intensity controlled halogen incident and transmitted illumination
Main Supply 100V-240V (UL)
1100200500262 | SMZ-168-TP | 1019
Greenough Zoom Optical System
35° Trinocular Head, 360° rotation
Photo/Video: 100% [right eyetube]
Widefield eyepieces 10X / F.N. 23
6.7 : 1 Zoom Ratio, WD = 113mm
Magnification Range: 0.75X - 5X
2112: Plain stand
1100200500191 | SMZ-168-TL | 1179
Greenough Zoom Optical System
35° Trinocular Head, 360° rotation
Photo/Video: 100% [right eyetube]
Widefield eyepieces 10X / F.N. 23
6.7 : 1 Zoom Ratio, WD = 113mm
Magnification Range: 0.75X - 5X
SMZ-168 Incident/Transmitted Large Working Area Stand
12V/10W Intensity controlled halogen incident and transmitted illumination
Main Supply 100V-240V (UL)
1100200500461 | SMZ168B-LED System | 1186
35° Binocular Stereomicroscope head
Widefield eyepieces 10X / F.N. 23
6.7 : 1 Zoom Ratio, WD = 113mm
Magnification Range: 0.75X - 5X
2111 LED: Transmitted large working area stand
Ø32mm Pole Diameter
3W Intensity controlled transmitted LED illumination
Main Supply 100V-240V
2111/2112 Head holder [without illumination]
76mm Head Mount, 32mm Pole mount ball bearing focusing device
3W Incident LED illumination assembly
1100200500451 | SMZ168T-LED System | 1256
35° Trinocular Stereomicroscope head
Photo/Video: 100% [right eyetube]
Widefield eyepieces 10X / F.N. 23
6.7 : 1 Zoom Ratio, WD = 113mm
Magnification Range: 0.75X - 5X
2111 LED: Transmitted large working area stand
Ø32mm Pole Diameter
3W Intensity controlled transmitted LED illumination
Main Supply 100V-240V
2111/2112 Head holder [without illumination]
76mm Head Mount, 32mm Pole mount ball bearing focusing device
3W Incident LED illumination assembly
Heads
1100200500283 | SMZ-168-BH | 728
35° Binocular Stereomicroscope head
Widefield eyepieces 10X / F.N. 23
6.7 : 1 Zoom Ratio, WD = 113mm
Magnification Range: 0.75X - 5X
1100200500291 | SMZ-168-BH [60°] | 728
60° Binocular Stereomicroscope head
Widefield eyepieces 10X / F.N. 23
6.7 : 1 Zoom Ratio, WD = 113mm
Magnification Range: 0.75X - 5X
1100200500322 | SMZ-168-TH | 798
35° Trinocular Stereomicroscope head
Photo/Video: 100% [right eyetube]
Widefield eyepieces 10X / F.N. 23
6.7 : 1 Zoom Ratio, WD = 113mm
Magnification Range: 0.75X - 5X
Head Holders [arms]
1101001000021 | 2111/2112 Head holder [without illumination] | 129
76mm Head Mount, 32mm Pole mount ball bearing focusing device
1101001000051 | Industrial holder - bonder [148mm] | 180
76mm Head Mount, Standard industrial knuckle mounting system [15.8mm]
Stands
1101000600451 | 2112: Plain stand | 91
1101000600562 | 2111: Transmitted large working area stand | 199
12V/10W Intensity controlled transmitted halogen illumination
Main Supply 110V
1101001000351 | 2111 LED: Transmitted large working area stand | 268
Ø32mm Pole Diameter
3W Intensity controlled transmitted LED illumination
Main Supply 100V-240V
1101001000121 | SMZ-168 Incident/transmitted large working area stand | 355
Head holder with illumination [76mm]
12V/10W Intensity controlled incident halogen illumination
12V/10W Intensity controlled transmitted halogen illumination
Main Supply 100V-240V UL plug
1101001000336 | FBGG LED: Incident/transmitted large working area stand | 423
Head holder with illumination [Ø76mm]
3W Intensity controlled incident LED illumination
3W Intensity controlled transmitted LED illumination
Main Supply 100V-240V UL plug
1101000901681 | SMZ LED: Incident/transmitted large working area stand (FIXED ARM) | 565
Head holder with illumination [Ø76mm]
3W Intensity controlled incident LED illumination
3W Intensity controlled transmitted LED illumination
Main Supply 100V-240V UL plug
1101010100361 | Universal stand (round base), Ø32mm pole(600mm length) | 344
1101000901984 | Special universal stand (rectangular), Ø32mm pole(600mm length) | 307
1101010100062 | Industrial arm boom stand, for Ø15.8mm knuckle mounting system(600mm length) | 307
1101010100331 | Articulating arm boom stand, Ø32mm pole(600mm length) | 519
1101010100341 | Ball bearing boom stand, Ø32mm pole(600mm length) | 586
1101010100301 | Articulating arm boom stand (table clamp version), Ø32mm pole(600mm length) | 519
1101010100351 | Ball bearing boom stand (table clamp version), Ø32mm pole(600mm length) | 587
1101000902031 | Manual movement stand, Ø32mm pole(400mm length) | 1182
Stages and Accessories
1101001000341 | 3W Incident LED illumination assembly | 61
* Must be combined with 2111/2112 head holder and 2111 LED stand
1101000600542 | 2106K: Gliding stage for FBGG/2111/2112 stand | 66
1101000600552 | Mechanical stage for FBGG/2111/2112 stand | 242
with black/white stage plate 150mm x 100mm
1101000900511 | Manual rotary plate for mechanical stage [SW01.0338K] | 67
1101007400022 | Frosted glass plate for mechanical stage [SW01.0338K] | 21
1101000900731 | Black/white stage plate (150mm x 100mm) for mechanical stage | 21
[SW01.0338K]
1101000900061 | Jewelry clamp | 51
Additional Illumination
1101002000052 | MLC-150 Fiber optic illuminator | 395
21V/150W [EKE] Halogen illumination
Switching Power Supply 110V/220V
Local/Remote Switch for intensity control
2m Remote Control Intensity
Color Temperature LED read out
UL Approved
1101002000072 | Blue filter for MLC-150 | 36
1101002000101 | Flexible incident light guide | 262
1.5m length with standard straight distal end type
1101002000122 | Ring light guide | 291
1m length with 61mm distel end radius
Fits SMZ / K Series line of stereomicroscopes
1101002000132 | Gooseneck 1-arm light guide | 102
0.5m length with standard straight distal end type
1101002000142 | Gooseneck bifurcated light guide | 186
0.5m length with standard straight distal end type
1101002402691 | LED ring illumination 60T-B dimmable | 92
1101002402701 | LED ring illumination 60T dimmable and segmentable | 176
Eyepieces [per piece]
1101001400952 | 1300: Widefield 5X / F.N. 23 | 85
1101001400641 | 1301: Widefield 6.25X / F.N. 23 | 85
1101001400702 | 2302: Widefield 10X / F.N. 23 | 85
1101001400852 | 1303: Widefield 15X / F.N.17.6 | 65
1101001400882 | 1304: Widefield 20X / F.N. 13.4 | 65
1101001400962 | 1307: Widefield 30X / F.N. 8 | 85
1101001400932 | 1308: Widefield 32X / F.N. 8 | 85
Micrometer Eyepieces [per piece]
1101001400711 | 2305.1: 360° Protractor, 30° increments | 107
[Widefield 10X / F.N. 23]
1101001400723 | 2305.2: Graduated linear line, point = 0.2mm/14mm | 107
[Widefield 10X / F.N. 23]
1101001400733 | 2305.3: Graduated linear line and plain cross hair, point = 0.1mm/14mm | 107
[Widefield 10X / F.N. 23]
1101001400992 | 1306: Graduated linear line and double cross hair, point = 0.1mm/10mm | 107
[Widefield 20X / F.N. 13.4]
Objectives
1101001700272 | 0.3X Objective, WD = 324mm | 104
1101001700282 | 0.5X Objective, WD = 192mm | 104
1101001700332 | 0.63X Objective, WD = 156mm | 104
1101001700292 | 0.75X Objective, WD = 127mm | 104
1101001700302 | 1.5X Objective, WD = 50mm | 104
1101001700312 | 2.0X Objective, WD = 34.5mm | 104
Photo and C-Mount Camera Adapters
1101001000182 | 2X SLR projection lens | 102
1101001000241 | 0.35X C-mount camera adapter [focusable] for 1/4” chip sensors | 102
1101002300281 | 0.45X C-mount camera adapter [focusable] for 1/3” chip sensors | 102
1101002300322 | 0.65X C-mount camera adapter [focusable] for 1/2” chip sensors | 102
1101000600531 | 1.0X C-mount camera adapter [no lens, focusable] | 102
Polarizing Equipment
1101001000232 | Polarizing set for SMZ-168 | 91
Dark Field Equipment
1101006400092 | Dark field attachment with iris diaphragm | 91
Spare Bulbs
1101002400372 | 12V/10W Halogen replacement bulb for incident illumination | 9
1101002400362 | 12V/10W Halogen replacement bulb for transmitted illumination | 9
1101000900121 | 12W Fluorescent ring light replacement tube [6400K color temperature] | 14
1101002400431 | 21V/150W, 200 hours, [EKE] halogen spare bulb for MLC 150 | 69
1101002400022 | LED Bulb Assembly for transmitted illumination | 35
Spare Parts
1101006400111 | Specimen clamp | 4
1101000600681 | FBGG/2111/2112 Black/white stage plate [Ø95mm] | 8
1101007400022 | FBGG/2111/2112 Frosted glass stage plate [Ø95mm] | 8
1101000600422 | Blue frosted filter for FBGG/2111stand | 9
1101001201012 | Dust cover for SMZ/K series | 5
1101000600431 | Eyecup for SMZ/K series | 5
K Series Microscope Systems
1100200900161 | K-400P | 1159
Common Main Objective [CMO] Infinity Optical System
45° Binocular Head
Widefield eyepieces 10X / F.N. 23
Standard 1X Achromat objective
4-position step magnification changer
Magnification stops: 6X, 12X, 25X, and 50X
2112: Plain Stand
1100200900101 | K-400L | 1294
Common Main Objective [CMO] Infinity Optical System
45° Binocular Head
Widefield eyepieces 10X / F.N. 23
Standard 1X Achromat objective
4-position step magnification changer
Magnification stops: 6X, 12X, 25X, and 50X
2111: Transmitted Large Working Area Base Stand
12V/10W Intensity controlled incident and transmitted illumination
Main Supply 110V (UL)
1100200900201 | K-401P | 1233
Common Main Objective [CMO] Infinity Optical System
45° Binocular Head
Widefield eyepieces 10X / F.N. 23
Standard 1X Plan Achromat objective
4-position step magnification changer
Magnification stops: 6X, 12X, 25X, and 50X
2112: Plain Stand
1100200900182 | K-401L | 1406
Common Main Objective [CMO] Infinity Optical System
45° Binocular Head
Widefield eyepieces 10X / F.N. 23
Standard 1X Plan Achromat objective
4-position step magnification changer
Magnification stops: 6X, 12X, 25X, and 50X
2111: Transmitted Large Working Area Base Stand
12V/10W Intensity controlled incident and transmitted illumination
Main Supply 110V (UL)
1100200900511 | K400 LED System | 1432
K-400 HS
Common Main Objective [CMO] Infinity Optical System
45° Binocular Head
Widefield eyepieces 10X / F.N. 23
Standard 1X Achromat objective
4-position step magnification changer
Magnification stops: 6X, 12X, 25X, and 50X
32mm Pole mount focusing block
2111 LED: Transmitted large working area stand
Ø32mm Pole Diameter
3W Intensity controlled transmitted LED illumination
Main Supply 100V-240V
3W Incident LED illumination assembly
1100200900231 | K-500P | 1007
Common Main Objective [CMO] Infinity Optical System
45° Binocular Head
Widefield eyepieces 10X / F.N. 23
Standard 1X Achromat objective
5-position step magnification changer
Magnification stops: 6.4X, 10X, 16X, 25X, and 40X
2112: Plain Stand
1100200900211 | K-500L | 1127
Common Main Objective [CMO] Infinity Optical System
45° Binocular Head
Widefield eyepieces 10X / F.N. 23
Standard 1X Achromat objective
5-position step magnification changer
Magnification stops: 6.4X, 10X, 16X, 25X, and 40X
2111: Transmitted Large Working Area Base Stand
12V/10W Intensity controlled incident and transmitted illumination
Main Supply 110V (UL)
1100200900501 | K500 LED System | 1280
K-500 HS
Common Main Objective [CMO] Infinity Optical System
45° Binocular Head
Widefield eyepieces 10X / F.N. 23
Standard 1X Achromat objective
5-position step magnification changer
Magnification stops: 6.4X, 10X, 16X, 25X, and 40X
32mm Pole mount focusing block
2111 LED: Transmitted large working area stand
Ø32mm Pole Diameter
3W Intensity controlled transmitted LED illumination
Main Supply 100V-240V
3W Incident LED illumination assembly
1100200900261 | K-700P | 1345
Common Main Objective [CMO] Infinity Optical System
45° Binocular Head
Widefield eyepieces 10X / F.N. 23
Standard 1X Achromat objective
Magnification Range: 6X - 31X
5.2 : 1 Zoom Ratio
2112: Plain Stand
1100200900241 | K-700L | 1464
Common Main Objective [CMO] Infinity Optical System
45° Binocular Head
Widefield eyepieces 10X / F.N. 23
Standard 1X Achromat objective
Magnification Range: 6X - 31X
5.2 : 1 Zoom Ratio
2111: Transmitted Large Working Area Base Stand
12V/10W Intensity controlled incident and transmitted illumination
Main Supply 110V (UL)
Dual Discussion Systems
1100200900011 | DSK-500 | 3269
Common Main Objective [CMO] Infinity Optical System
45° Binocular Head [primary and secondary units]
Widefield eyepieces 10X / F.N. 21 [primary and secondary units]
Dual observation optical bridge with pointer on primary unit
Standard 1X Achromat objective
5-position step magnification changer
Magnification stops: 6.4X, 10X, 16X, 25X, and 40X
Specialized plain stand
1100200900031 | DSK-700 | 3633
Common Main Objective [CMO] Infinity Optical System
45° Binocular Head [primary and secondary units]
Widefield eyepieces 10X / F.N. 21 [primary and secondary units]
Dual observation optical bridge with pointer on primary unit
Standard 1X Achromat objective
Magnification Range: 6X - 31X
5.2 : 1 Zoom Ratio
Specialized plain stand
Optical Systems
1100200900291 | K-400 HS | 1103
Common Main Objective [CMO] Infinity Optical System
45° Binocular Head
Widefield eyepieces 10X / F.N. 23
Standard 1X Achromat objective
4-position step magnification changer
Magnification stops: 6X, 12X, 25X, and 50X
32mm Pole mount focusing block
1100200900281 | K-400 HI | 1126
Common Main Objective [CMO] Infinity Optical System
45° Binocular Head
Widefield eyepieces 10X / F.N. 23
Standard 1X Achromat objective
4-position step magnification changer
Magnification stops: 6X, 12X, 25X, and 50X
12V/10W incident illumination
32mm Pole mount focusing block
1100200900402 | K-401 HS | 1176
Common Main Objective [CMO] Infinity Optical System
45° Binocular Head
Widefield eyepieces 10X / F.N. 23
Standard 1X Plan Achromat objective
4-position step magnification changer
Magnification stops: 6X, 12X, 25X, and 50X
32mm Pole mount focusing block
1100200900391 | K-401 HI | 1237
Common Main Objective [CMO] Infinity Optical System
45° Binocular Head
Widefield eyepieces 10X / F.N. 23
Standard 1X Plan Achromat objective
4-position step magnification changer
Magnification stops: 6X, 12X, 25X, and 50X
12V/10W incident illumination
32mm Pole mount focusing block
1100200900322 | K-500 HS | 951
Common Main Objective [CMO] Infinity Optical System
45° Binocular Head
Widefield eyepieces 10X / F.N. 23
Standard 1X Achromat objective
5-position step magnification changer
Magnification stops: 6.4X, 10X, 16X, 25X, and 40X
32mm Pole mount focusing block
1100200900311 | K-500 HI | 957
Common Main Objective [CMO] Infinity Optical System
45° Binocular Head
Widefield eyepieces 10X / F.N. 23
Standard 1X Achromat objective
5-position step magnification changer
Magnification stops: 6.4X, 10X, 16X, 25X, and 40X
12V/10W incident illumination
32mm Pole mount focusing block
1100200900352 | K-700 HS | 1288
Common Main Objective [CMO] Infinity Optical System
45° Binocular Head
Widefield eyepieces 10X / F.N. 23
Standard 1X Achromat objective
Magnification Range: 6X - 31X
5.2 : 1 Zoom Ratio
32mm Pole mount focusing block
1100200900341 | K-700 HI | 1294
Common Main Objective [CMO] Infinity Optical System
45° Binocular Head
Widefield eyepieces 10X / F.N. 23
Standard 1X Achromat objective
Magnification Range: 6X - 31X
5.2 : 1 Zoom Ratio
12V/10W incident illumination
32mm Pole mount focusing block
Heads
1101000600461 | Binocular head for K-500/700 series | 306
45° Observation without WF10X / F.N. 23
Stands
1101000600451 | 2112: Plain stand | 91
1101000600562 | 2111: Transmitted large working area stand | 199
Ø32mm Pole Diameter
12V/10W Intensity controlled transmitted halogen illumination
Main Supply 110V
1101001000351 | 2111 LED: Transmitted large working area stand | 268
Ø32mm Pole Diameter
3W Intensity controlled transmitted LED illumination
Main Supply 100V-240V
1101010100361 | Universal stand (round base), Ø32mm pole(600mm length) | 344
1101000901984 | Special universal stand (rectangular), Ø32mm pole(600mm length) | 307
1101010100062 | Industrial arm boom stand, for Ø15.8mm knuckle mounting system(600mm length) | 307
1101010100331 | Articulating arm boom stand, Ø32mm pole(600mm length) | 519
1101010100341 | Ball bearing boom stand, Ø32mm pole(600mm length) | 586
1101010100301 | Articulating arm boom stand (table clamp version), Ø32mm pole(600mm length) | 519
1101010100351 | Ball bearing boom stand (table clamp version), Ø32mm pole(600mm length) | 587
1101000902031 | Manual movement stand, Ø32mm pole(400mm length) | 1182
Stages and Accessories
1101001000341 | 3W Incident LED illumination assembly | 61
* Must be combined with HS optical carrier and 2111 LED stand
1101000600542 | 2106K: Gliding stage for FBGG/2111/2112 stand | 66
1101000600552 | Mechanical stage for FBGG/2111/2112 stand | 242
150mm x 100mm with black/white stage plate
1101000900511 | Manual rotary plate for mechanical stage [SW01.0338K] | 67
1101007400022 | Frosted glass stage plate for mechanical stage [SW01.0338K] | 21
1101000900731 | Black/white stage plate for mechanical stage [SW01.0338K] | 21
1101000900061 | Jewelry clamp | 51
Illumination
1101002000052 | MLC-150 Fiber optic illuminator | 395
21V/150W [EKE] Halogen illumination
Switching Power Supply 110V/220V
Local/Remote Switch for intensity control
2m Remote Control Intensity
Color Temperature LED read out
UL Approved
1101002000072 | Blue filter for MLC-150 | 36
1101002000101 | Flexible incident light guide | 262
1.5m length with standard straight distal end type
1101002000122 | Ring light guide | 291
1m length with 61mm distal end radius
Fits SMZ / K Series line of stereomicroscopes
1101002000132 | Gooseneck 1-arm light guide | 102
0.5m length with standard straight distal end type
1101002000142 | Gooseneck bifurcated light guide | 186
0.5m length with standard straight distal end type
1101002402691 | LED ring illumination 60T-B dimmable | 92
1101002402701 | LED ring illumination 60T dimmable and segmentable | 176
Eyepieces [per piece]
1101001400952 | 1300: Widefield 5X / F.N. 23 | 85
1101001400641 | 1301: Widefield 6.25X / F.N. 23 | 85
1101001400702 | 2302: Widefield 10X / F.N. 23 | 85
1101001400852 | 1303: Widefield 15X / F.N. 17.6 | 65
1101001400882 | 1304: Widefield 20X / F.N. 13.4 | 65
1101001400962 | 1307: Widefield 30X / F.N. 8 | 85
1101001400932 | 1308: Widefield 32X / F.N. 8 | 85
Micrometer Eyepieces [per piece]
1101001400711 | 2305.1: 360° Protractor, 30° increments | 107
[Widefield 10X / F.N. 23]
1101001400723 | 2305.2: Graduated linear line, point = 0.2mm/14mm | 107
[Widefield 10X / F.N. 23]
1101001400733 | 2305.3: Graduated linear line and plain cross hair, point = 0.1mm/14mm | 107
[Widefield 10X / F.N. 23]
1101001400992 | 1306: Graduated linear line and double cross hair, point = 0.1mm/10mm | 107
[Widefield 20X / F.N. 13.4]
Objectives
1101001701711 | 1202P: 0.5X Achromat objective [K401], WD = 194mm | 107
1101001700752 | 1201A: 0.3X Achromat objective, WD = 236mm | 107
1101001700672 | 1202A: 0.5X Achromat objective, WD = 148mm | 107
1101001700801 | 1205A: 0.625X Achromat objective, WD = 111mm | 107
1101001701642 | 1203A: 1.5X Achromat objective, WD = 59mm | 107
1101001700712 | 1204A: 2.0X Achromat objective, WD = 25mm | 107
Polarizing Equipment
1101000600491 | Polarizing set for K-series | 91
Dark Field Equipment
1101006400092 | Dark field attachment with iris diaphragm | 91
Drawing Equipment
1101005900092 | 1508.3: Drawing device [K500/700] | 268
1101005900082 | 1508.4: Drawing device [K400/401] | 268
Photomicrography Equipment
1101000600522 | 1500.3: Video/digital photomicrography optical bridge [K500/700] | 190
Double iris diaphragm
Must be in conjunction with c-mount camera or SLR camera adapters listed below
1101000600051 | 1500.4: Video/digital photomicrography optical bridge [K400/401] | 190
Double iris diaphragm
Must be in conjunction with c-mount camera adapters listed below
±5° diopter adjustment for alignment with side mounted optical beam splitter
Replaces T2-thread connecting phototube [SP10.0024]
1101005900072 | T2-Thread connecting phototube | 22
1101000600372 | Single Port Tube for K400/401 | 14
1101000600382 | Single Port Tube for K500/700 | 14
1101000600482 | Photo eyepiece [K400/401] | 63
1101000600472 | Photo eyepiece [K500/700] | 63
1101001000241 | 0.35X C-mount camera adapter [focusable] for 1/4” chip sensors | 102
1101002300281 | 0.45X C-mount camera adapter [focusable] for 1/3” chip sensors | 102
1101002300322 | 0.65X C-mount camera adapter [focusable] for 1/2” chip sensors | 102
1101000600531 | 1.0X C-mount camera adapter [no lens, focusable] | 102
Spare Bulbs
1101002400372 | 12V/10W Halogen replacement bulb for incident illumination | 9
1101002400362 | 12V/10W Halogen replacement bulb for transmitted illumination | 9
1101000900121 | 12W Fluorescent ring light replacement tube [6400K color temperature] | 14
1101002400431 | 21V/150W, 200 hours, [EKE] halogen spare bulb for MLC -150 | 69
1101002400022 | LED Bulb Assembly for transmitted illumination | 35
Spare Parts
1101006400111 | Specimen clamp | 4
1101000600681 | FBGG/2111/2112 Black/white stage plate [Ø95mm] | 8
1101007400022 | FBGG/2111/2112 Frosted glass stage plate [Ø95mm] | 8
1101000600422 | Blue frosted filter for FBGG/2111 stand | 9
1101001201012 | Dust cover for SMZ/K series | 5
1101000600431 | Eyecup for SMZ/K series | 5

## SMZ161
NORTH AMERICA Price List 2018
SMZ-161
Reference | Article | Price (USD)
2018
1100201300022 | SMZ-161-BP | 676
Greenough Zoom Optical System
45° Binocular stereomicroscope head
Widefield eyepieces 10X / F.N. 20
6 : 1 Zoom Ratio, WD = 110mm
Magnification Range: 0.75X - 4.5X
Compact incident stand
1100201300051 | SMZ-161-BL(R2GG) | 760
Greenough Zoom Optical System
45° Binocular stereomicroscope head
Widefield eyepieces 10X / F.N. 20
6 : 1 Zoom Ratio, WD = 110mm
Magnification Range: 0.75X - 4.5X
R2GG: Compact incident/transmitted illumination stand
12V/10W Intensity controlled halogen incident illumination
12V/20W Intensity controlled halogen transmitted illumination
Main supply 110V
1100201300061 | SMZ 161-BLED(R2LED) | 835
Greenough Zoom Optical System
45° Binocular stereomicroscope head
Widefield eyepieces 10X / F.N. 20
6 : 1 Zoom Ratio, WD = 110mm
Magnification Range: 0.75X - 4.5X
R2LED: Compact incident/transmitted illumination stand
3W Intensity controlled LED incident illumination
3W Intensity controlled LED transmitted illumination
Main Supply 100V-240V (UL)
1100201300032 | SMZ-161-TP | 740
Greenough Zoom Optical System
45° Trinocular stereomicroscope head
Photo/Video: 50/50 fixed
Widefield eyepieces 10X / F.N. 20
6 : 1 Zoom Ratio, WD = 110mm
Magnification Range: 0.75X - 4.5X
Compact incident stand
1100201300071 | SMZ-161-TL(R2GG) | 823
Greenough Zoom Optical System
45° Trinocular stereomicroscope head
Photo/Video: 50/50 fixed
Widefield eyepieces 10X / F.N. 20
6 : 1 Zoom Ratio, WD = 110mm
Magnification Range: 0.75X - 4.5X
R2GG: Compact incident/transmitted illumination stand
12V/10W Intensity controlled halogen incident illumination
12V/20W Intensity controlled halogen transmitted illumination
Main supply 110V
1100201300081 | SMZ-161-TLED(R2LED) | 899
Greenough Zoom Optical System
45° Trinocular stereomicroscope head
Photo/Video: 50/50 fixed
Widefield eyepieces 10X / F.N. 20
6 : 1 Zoom Ratio, WD = 110mm
Magnification Range: 0.75X - 4.5X
R2LED: Compact incident/transmitted illumination stand
3W Intensity controlled LED incident illumination
3W Intensity controlled LED transmitted illumination
Main Supply 100V-240V (UL)
HEADS
1100201300011 | SMZ-161-BH | 510
Greenough Zoom Optical System
45° Binocular stereomicroscope head
Widefield eyepieces 10X / F.N. 20
6 : 1 Zoom Ratio, WD = 110mm
Magnification Range: 0.75X - 4.5X
1100201300091 | SMZ-161-BH(60°) | 548
Greenough Zoom Optical System
60° Binocular stereomicroscope head
Widefield eyepieces 10X / F.N. 20
6 : 1 Zoom Ratio, WD = 110mm
Magnification Range: 0.75X - 4.5X
1100201300041 | SMZ-161-TH | 573
Greenough Zoom Optical System
45° Trinocular stereomicroscope head
Photo/Video: 50/50 fixed
Widefield eyepieces 10X / F.N. 20
6 : 1 Zoom Ratio, WD = 110mm
Magnification Range: 0.75X - 4.5X
Head Holders [arms]
1101010100111 | Head holder [without illumination] for plain stand | 78
76mm head mount, 25mm pole mount rack and pinion focusing device
1101000901231 | Industrial holder - bonder [106mm] | 176
76mm Head Mount, Standard industrial knuckle mounting system [15.8mm]
Stands
1101010100221 | R2GG: Incident/transmitted large working area stand | 250
R2GG Head holder with illumination [76mm]
12V/10W Intensity controlled incident halogen illumination
12V/20W Intensity controlled transmitted halogen illumination
reflector design
Main Supply 100V-240V
1101010100231 | R2LED: Incident/transmitted large working area stand | 325
R2LED Head holder with illumination [76mm]
3W Intensity controlled incident and transmitted LED illumination
reflector design
Main Supply 100V-240V
1101010100121 | R2GG: Transmitted large working area stand | 129
25mm Pole Diameter
12V/20W Intensity controlled transmitted halogen illumination
Main Supply 100V-240V
1101010100191 | Transmitted large working area stand | 188
3W Intensity controlled transmitted LED illumination
Main Supply 100V-240V (UL)
1101010100011 | Plain stand | 87
1101010100042 | Universal stand (round base), Ø25mm pole(600mm length) | 345
1101010100052 | Special universal stand (rectangular), Ø25mm pole(600mm length) | 307
1101010100062 | Industrial arm boom stand, for Ø15.8mm knuckle mounting system(600mm length) | 307
1101010100072 | Articulating arm boom stand, Ø25mm pole(600mm length) | 519
1101010100082 | Ball bearing boom stand, Ø25mm pole(600mm length) | 587
1101010100291 | Articulating arm boom stand (table clamp version), Ø25mm pole(600mm length) | 519
1101010100102 | Ball bearing boom stand (table clamp version), Ø25mm pole(600mm length) | 587
1101010100031 | Manual movement stand, Ø25mm pole(400mm length) | 1051
Stages and Accessories
1101000900621 | Gliding stage for N2GG/N2LED stand | 67
1101000902101 | Mechanical Stage | 237
1101010100201 | Incident illuminator (halogen light) | 44
1101010100211 | Incident illuminator (LED ring light) | 60
1101002403961 | 3W transmitted LED illumination assembly | 25
Additional Illumination
1101002000052 | MLC-150 Fiber optic illuminator | 395
21V/150W [EKE] Halogen illumination
Switching Power Supply 110V/220V
Local/Remote Switch for intensity control
2m Remote Control Intensity
Color Temperature LED read out
UL Approved
1101002000072 | Blue filter for MLC-150 | 36
1101010100181 | 3W Incident LED illumination assembly (NOT IN CT/EUNICE LIST) | 59
1101002000101 | Flexible incident light guide | 262
1.5m length with standard straight distal end type
1101002000122 | Ring light guide | 291
1m length with 61mm distal end radius
1101002000132 | Gooseneck 1-arm light guide | 102
0.5m length with standard straight distal end type
1101002000142 | Gooseneck bifurcated light guide | 186
0.5m length with standard straight distal end type
1101002402691 | LED ring illumination 60T-B dimmable | 92
1101002402701 | LED ring illumination 60T dimmable and segmentable | 176
Vertical Illuminator VI-LED
1101010100154 | Plug 3W LED Vertical Illuminator | 305
Eyepieces [per piece]
1101001402881 | Widefield 10X / F.N. 23mm | 44
1101001402882 | Widefield 10X / F.N. 20mm | 34
1101001402841 | Widefield 15X / F.N. 16mm | 39
1101001402361 | Widefield 20X / F.N. 13mm | 107
Reticules
1101001401861 | Reticle with cross double scale 100 divisions in 10mm (25mm diameter) | 44
1101001402751 | Reticle with 100 divisions in 10mm (25mm diameter) | 44
1101001402761 | Reticle with graduated linear line and plain cross hair, point = 0.1mm/10mm | 44
1101001401841 | Reticle with 100 divisions in 10mm (25mm diameter) | 44
1101001402771 | Reticle with scale 360°: 360 and crosshair (only available for | 44
1101001402781 | Reticle with scale 360°: 36 and crosshair | 44
1101001400141 | Reticle with crosshair (25mm diameter) | 44
Micrometers
1101001402883 | SMZ161- GRADUATED LINEAR LINE & PLAIN CROSS HAIR, PT=0.1MM/10MM | 65
1101001402884 | SMZ161- GRADUATE LINEAR LINE, POINT = 0.1MM/10MM | 65
1101001402885 | SMZ161-360° PROTRACTOR, 30° INCREMENTS (WF 10X /F.N. 20) | 65
1101001402971 | SMZ161- GRADUATED LINEAR LINE & PLAIN CROSS HAIR, PT = 0.1MM/10MM (WF 10X/ F.N. 23) | 75
1101001402981 | SMZ161- GRADUATE LINEAR LINE, POINT = 0.1MM/10MM (WF 10X/ F.N. 23) | 75
1101001402991 | SMZ161-360° PROTRACTOR, 30° INCREMENTS (WF 10X /F.N. 23) | 75
1101001403001 | SMZ161- GRADUATED LINEAR LINE & DOUBLE CROSSS HAIR, PT = 0.1MM/10MM (WF 20X/ F.N. 13) | 124
SMZ161 OBJECTIVES [per piece]
1101001703651 | 0.3X Objective, WD = 301mm | 102
1101001703821 | 0.5X Objective, WD = 191.8mm | 102
1101001703661 | 0.63X Objective, WD = 142.7mm | 102
1101001703811 | 0.75X Objective, WD = 128.6mm | 102
1101001703671 | 1.5X Objective, WD = 56.3mm | 102
1101001703681 | 2.0X Objective, WD = 38.6mm | 102
Photo and C-Mount Camera Adapters
1101001901931 | Photo Adapter (requires one of the photo eyepieces below) | 112
1101000300442 | 2.5X photo eyepiece (to be used with Photo Adapter) | 199
1101000300452 | 4X photo eyepiece (to be used with Photo Adapter) | 156
1101001904111 | 0.35X C-mount camera adapter for 1/3” chip sensors | 195
1101001901791 | 0.5X C-mount camera adpater (1/2) | 142
1101001901781 | 0.65X C-mount camera adpater (2/3) | 142
1101001901771 | 1X C-mount camera adapter (No lens) | 142
Polarizing Equipment
1101000600651 | B301: Polarizing equipment [1-piece rotary] for N2GG stand | 91
Dark Field Equipment
1101006400092 | Dark field attachment with iris diaphragm | 91
Spare Bulbs
1101002400372 | 12V/10W Halogen replacement bulb for incident illumination [R2GG] | 9
1101002403521 | 12V/20W Halogen replacement bulb for transmitted illumination [R2GG] | 9
1101000900121 | 12W Fluorescent ring light replacement tube [6400K color temperature] | 14
1101002400431 | 21V/150W, 200 hours, [EKE] halogen spare bulb | 69
1101010100181 | 3W incident LED illumination assembly | 59
1101002403961 | 3W transmitted LED illumination assembly | 25
Spare Parts
1101007400061 | Black/white stage plate [Ø80mm] | 8
1101006400052 | Frosted glass stage plate [Ø80mm] | 8
1101006400062 | Blue frosted filter | 8
1101001201001 | Dust cover | 5
1101000600431 | Eyecup | 5

## SMZ171
NORTH AMERICA Price List 2018
SMZ-171 Series Microscope Systems
Reference | Article | Price (USD)
2018
1100200600758 | SMZ-171-BP | 977
Greenough Zoom Optical System
45° Binocular stereomicroscope head
Widefield adjustable eyepieces 10X/F.N. 23
6.7:1 Zoom Ratio, WD = 110mm
Magnification Range: 0.75X - 5X
Pole type plain stand
1100200600753 | SMZ-171-BLED | 1275
Greenough Zoom Optical System
45° Binocular stereomicroscope head
Widefield adjustable eyepieces 10X/F.N. 23
6.7:1 Zoom Ratio, WD = 110mm
Magnification Range: 0.75X - 5X
SMZ-171 Incident/ Transmitted Large Working Area Pole Type Stand
3W Intensity controlled LED incident and transmitted illumination
Main Supply 100V-240V (UL)
1100200600762 | SMZ-171-TP | 1049
Greenough Zoom Optical System
45° Trinocular Head, 360° rotation
Photo/ Video: 50/50 fixed
Widefield adjustable eyepieces 10X/F.N. 23
6.7:1 Zoom Ratio, WD = 110mm
Magnification Range: 0.75X - 5X
Pole type plain stand
1100200600767 | SMZ-171-TLED | 1346
Greenough Zoom Optical System
45° Trinocular Head, 360° rotation
Photo/ Video: 50/50 fixed
Widefield adjustable eyepieces 10X/F.N. 23
6.7:1 Zoom Ratio, WD = 110mm
Magnification Range: 0.75X - 5X
SMZ-171 Incident/ Transmitted Large Working Area Pole Type Stand
3W Intensity controlled LED incident and transmitted illumination
Main Supply 100V-240V (UL)
SMZ-171 Heads
1100200600751 | SMZ-171-BH | 745
45° Binocular Stereomicroscope head
Widefield adjustable eyepieces 10X/F.N. 23
6.7:1 Zoom Ratio, WD = 110mm
Magnification Range: 0.75X - 5X
Electrostatic Discharge
1101000902161 | SMZ-171-BH (60°) | 782
60° Binocular Stereomicroscope head
Widefield adjustable eyepieces 10X/F.N. 23
6.7:1 Zoom Ratio, WD = 110mm
Magnification Range: 0.75X - 5X
Electrostatic Discharge
1100200600761 | SMZ-171-TH | 816
45° Trinocular Stereomicroscope head
Photo/ Video: 50/50 fixed
Widefield adjustable eyepieces 10X/F.N. 23
6.7:1 Zoom Ratio, WD = 110mm
Magnification Range: 0.75X - 5X
Electrostatic Discharge
Head Holders (Arms)
1101000901871 | Head holder (without illumination) | 143
76mm Head Mount, 32mm Pole mount ball bearing focusing device
1101000901841 | Head holder (without illumination) (ESD) | 153
76mm Head Mount, 32mm Pole mount ball bearing focusing device
Electrostatic Discharge
1101000901231 | Industrial holder - bonder (106mm) | 176
76mm Head Mount, Standard industrial knuckle mounting system (15.8mm)
1101000902081 | Industrial holder - bonder (106mm) (ESD) | 211
76mm Head Mount, Standard industrial knuckle mounting system (15.8mm)
Electrostatic Discharge
Stands
1101000902251 | Pole type plain stand | 90
1101000901891 | Arm Type Plain stand | 217
1101000902201 | Plain stand (ESD) | 110
Electrostatic Discharge
1101000901805 | Transmitted large working area stand | 320
3W Intensity controlled transmitted LED illumination
Main Supply 100V-240V (UL)
1101000902071 | Transmitted large working area stand (ESD) | 340
3W Intensity controlled transmitted LED illumination
Main Supply 100V-240V (UL)
Electrostatic Discharge
1101000901951 | SMZ-171 Incident/ Transmitted large working area stand | 530
Head holder with illumination (76mm) Pole version
3W Intensity controlled incident LED illumination
3W Intensity controlled transmitted LED illumination
Main Supply 100V-240V (UL)
1101000901712 | SMZ-171 Incident/ Transmitted large working area stand (ESD) | 561
Head holder with illumination (76mm) Pole version
3W Intensity controlled incident LED illumination
3W Intensity controlled transmitted LED illumination
Main Supply 100V-240V (UL)
Electrostatic Discharge
1101000901681 | SMZ-171 Incident/ Transmitted large working area stand | 565
Head holder with illumination (76mm) Fixed Arm Stand
3W Intensity controlled incident LED illumination
3W Intensity controlled transmitted LED illumination
Main Supply 100V-240V (UL)
1101000902061 | SMZ-171 Incident/ Transmitted large working area stand (ESD) | 595
Head holder with illumination (76mm) Fixed Arm Stand
3W Intensity controlled incident LED illumination
3W Intensity controlled transmitted LED illumination
Main Supply 100V-240V (UL)
Electrostatic Discharge
1101010100361 | Universal stand (round base), Ø32mm pole, with 600mm length of vertical pole | 344
1101000901984 | Special universal stand (rectangular), Ø32mm pole,with 600mm length of vertical pole | 307
1101010100062 | Industrial arm boom stand, for Ø15.8mm knuckle mounting system,with 600mm length of vertical pole | 307
1101010100331 | Articulating arm boom stand, Ø32mm pole, with 600mm length of vertical pole | 519
1101010100341 | Ball bearing boom stand, Ø32mm pole, with 600mm length of vertical pole | 586
1101010100301 | Articulating arm boom stand (table clamp version), Ø32mm pole,with 600mm length of vertical pole | 519
1101010100351 | Ball bearing boom stand (table clamp version), Ø32mm pole,with 600mm length of vertical pole | 587
SMZ-171 Accessories
Eyepieces (per piece)
1101001402711 | Widefield Adjustable 10X / F.N.23 (ESD) | 84
1101001402721 | Widefield Adjustable 12.5X / F.N.18 (ESD) | 155
1101001402731 | Widefield Adjustable 15X / F.N.16 (ESD) | 107
1101001402741 | Widefield 20X / F.N.13 (ESD) | 107
Micrometer Eyepieces (per piece)
1101001402931 | 360° Protractor, 30° increments | 105
(Widefield 10X/F.N. 23)
1101001402941 | Graduated linear line, point = 0.1mm/10mm | 105 | 110 | #N/A | 1101001901931 | Photo Adapter (requires one of the photo eyepieces below) | 110 | 6 | 1101001901931 | Photo Adapter (requires one of the photo eyepieces below) | 110 | 6 | 1101001901931 | Photo Adapter (requires one of the photo eyepieces below) | 110 | 6 | 1101001901931 | Photo Adapter (requires one of the photo eyepieces below) | 110 | 6 | 1101001901931 | Photo Adapter (requires one of the photo eyepieces below) | 110 | 6 | 1101001901931 | Photo Adapter (requires one of the photo eyepieces below) | 110 | 6 | 1101001901931 | Photo Adapter (requires one of the photo eyepieces below) | 110 | 6 | 1101001901931 | Photo Adapter (requires one of the photo eyepieces below) | 110 | 6 | 1101001901931 | Photo Adapter (requires one of the photo eyepieces below) | 110 | 6 | 1101001901931 | Photo Adapter (requires one of the photo eyepieces below) | 110 | 6 | 1101001901931 | Photo Adapter (requires one of the photo eyepieces below) | 110 | 6 | 1101001901931 | Photo Adapter (requires one of the photo eyepieces below) | 110 | 6 | 1101001901931 | Photo Adapter (requires one of the photo eyepieces below) | 110 | 6 | 1101001901931 | Photo Adapter (requires one of the photo eyepieces below) | 110 | 6 | 1101001901931 | Photo Adapter (requires one of the photo eyepieces below) | 110 | 6 | 1101001901931 | Photo Adapter (requires one of the photo eyepieces below) | 110 | 6 | 1101001901931 | Photo Adapter (requires one of the photo eyepieces below) | 110 | 6 | 1101001901931 | Photo Adapter (requires one of the photo eyepieces below) | 110 | 6 | 1101001901931 | Photo Adapter (requires one of the photo eyepieces below) | 110 | 6 | 1101001901931 | Photo Adapter (requires one of the photo eyepieces below) | 110 | 6 | 1101001901931 | Photo Adapter (requires one of the photo eyepieces below) | 110 | 6 | 1101001901931 | Photo Adapter (requires one of the photo eyepieces below) | 110 | 6 | 1101001901931 | Photo Adapter (requires one of the photo eyepieces below) | 110 | 6 | 1101001901931 | Photo Adapter (requires one of the photo eyepieces below) | 110 | 6 | 1101001901931 | Photo Adapter (requires one of the photo eyepieces below) | 110 | 6 | 1101001901931 | Photo Adapter (requires one of the photo eyepieces below) | 110 | 6 | 1101001901931 | Photo Adapter (requires one of the photo eyepieces below) | 110 | 6 | 1101001901931 | Photo Adapter (requires one of the photo eyepieces below) | 110 | 6 | 1101001901931 | Photo Adapter (requires one of the photo eyepieces below) | 110 | 6 | 1101001901931 | Photo Adapter (requires one of the photo eyepieces below) | 110 | 6 | 1101001901931 | Photo Adapter (requires one of the photo eyepieces below) | 110 | 6 | 1101001901931 | Photo Adapter (requires one of the photo eyepieces below) | 110 | 6
| (Widefield 10X/F.N. 23) |  | 195 | #N/A | 1101000300442 | 2.5X photo eyepiece (to be used with Photo Adapter) | 195 | 5 | 1101000300442 | 2.5X photo eyepiece (to be used with Photo Adapter) | 195 | 5 | 1101000300442 | 2.5X photo eyepiece (to be used with Photo Adapter) | 195 | 5 | 1101000300442 | 2.5X photo eyepiece (to be used with Photo Adapter) | 195 | 5 | 1101000300442 | 2.5X photo eyepiece (to be used with Photo Adapter) | 195 | 5 | 1101000300442 | 2.5X photo eyepiece (to be used with Photo Adapter) | 195 | 5 | 1101000300442 | 2.5X photo eyepiece (to be used with Photo Adapter) | 195 | 5 | 1101000300442 | 2.5X photo eyepiece (to be used with Photo Adapter) | 195 | 5 | 1101000300442 | 2.5X photo eyepiece (to be used with Photo Adapter) | 195 | 5 | 1101000300442 | 2.5X photo eyepiece (to be used with Photo Adapter) | 195 | 5 | 1101000300442 | 2.5X photo eyepiece (to be used with Photo Adapter) | 195 | 5 | 1101000300442 | 2.5X photo eyepiece (to be used with Photo Adapter) | 195 | 5 | 1101000300442 | 2.5X photo eyepiece (to be used with Photo Adapter) | 195 | 5 | 1101000300442 | 2.5X photo eyepiece (to be used with Photo Adapter) | 195 | 5 | 1101000300442 | 2.5X photo eyepiece (to be used with Photo Adapter) | 195 | 5 | 1101000300442 | 2.5X photo eyepiece (to be used with Photo Adapter) | 195 | 5 | 1101000300442 | 2.5X photo eyepiece (to be used with Photo Adapter) | 195 | 5 | 1101000300442 | 2.5X photo eyepiece (to be used with Photo Adapter) | 195 | 5 | 1101000300442 | 2.5X photo eyepiece (to be used with Photo Adapter) | 195 | 5 | 1101000300442 | 2.5X photo eyepiece (to be used with Photo Adapter) | 195 | 5 | 1101000300442 | 2.5X photo eyepiece (to be used with Photo Adapter) | 195 | 5 | 1101000300442 | 2.5X photo eyepiece (to be used with Photo Adapter) | 195 | 5 | 1101000300442 | 2.5X photo eyepiece (to be used with Photo Adapter) | 195 | 5 | 1101000300442 | 2.5X photo eyepiece (to be used with Photo Adapter) | 195 | 5 | 1101000300442 | 2.5X photo eyepiece (to be used with Photo Adapter) | 195 | 5 | 1101000300442 | 2.5X photo eyepiece (to be used with Photo Adapter) | 195 | 5 | 1101000300442 | 2.5X photo eyepiece (to be used with Photo Adapter) | 195 | 5 | 1101000300442 | 2.5X photo eyepiece (to be used with Photo Adapter) | 195 | 5 | 1101000300442 | 2.5X photo eyepiece (to be used with Photo Adapter) | 195 | 5 | 1101000300442 | 2.5X photo eyepiece (to be used with Photo Adapter) | 195 | 5 | 1101000300442 | 2.5X photo eyepiece (to be used with Photo Adapter) | 195 | 5 | 1101000300442 | 2.5X photo eyepiece (to be used with Photo Adapter) | 195 | 5
1101001402951 | Graduated linear line and plain cross hair, point = 0.1mm/10mm | 105 | 153 | #N/A | 1101000300452 | 4X photo eyepiece (to be used with Photo Adapter) | 153 | 8 | 1101000300452 | 4X photo eyepiece (to be used with Photo Adapter) | 153 | 8 | 1101000300452 | 4X photo eyepiece (to be used with Photo Adapter) | 153 | 8 | 1101000300452 | 4X photo eyepiece (to be used with Photo Adapter) | 153 | 8 | 1101000300452 | 4X photo eyepiece (to be used with Photo Adapter) | 153 | 8 | 1101000300452 | 4X photo eyepiece (to be used with Photo Adapter) | 153 | 8 | 1101000300452 | 4X photo eyepiece (to be used with Photo Adapter) | 153 | 8 | 1101000300452 | 4X photo eyepiece (to be used with Photo Adapter) | 153 | 8 | 1101000300452 | 4X photo eyepiece (to be used with Photo Adapter) | 153 | 8 | 1101000300452 | 4X photo eyepiece (to be used with Photo Adapter) | 153 | 8 | 1101000300452 | 4X photo eyepiece (to be used with Photo Adapter) | 153 | 8 | 1101000300452 | 4X photo eyepiece (to be used with Photo Adapter) | 153 | 8 | 1101000300452 | 4X photo eyepiece (to be used with Photo Adapter) | 153 | 8 | 1101000300452 | 4X photo eyepiece (to be used with Photo Adapter) | 153 | 8 | 1101000300452 | 4X photo eyepiece (to be used with Photo Adapter) | 153 | 8 | 1101000300452 | 4X photo eyepiece (to be used with Photo Adapter) | 153 | 8 | 1101000300452 | 4X photo eyepiece (to be used with Photo Adapter) | 153 | 8 | 1101000300452 | 4X photo eyepiece (to be used with Photo Adapter) | 153 | 8 | 1101000300452 | 4X photo eyepiece (to be used with Photo Adapter) | 153 | 8 | 1101000300452 | 4X photo eyepiece (to be used with Photo Adapter) | 153 | 8 | 1101000300452 | 4X photo eyepiece (to be used with Photo Adapter) | 153 | 8 | 1101000300452 | 4X photo eyepiece (to be used with Photo Adapter) | 153 | 8 | 1101000300452 | 4X photo eyepiece (to be used with Photo Adapter) | 153 | 8 | 1101000300452 | 4X photo eyepiece (to be used with Photo Adapter) | 153 | 8 | 1101000300452 | 4X photo eyepiece (to be used with Photo Adapter) | 153 | 8 | 1101000300452 | 4X photo eyepiece (to be used with Photo Adapter) | 153 | 8 | 1101000300452 | 4X photo eyepiece (to be used with Photo Adapter) | 153 | 8 | 1101000300452 | 4X photo eyepiece (to be used with Photo Adapter) | 153 | 8 | 1101000300452 | 4X photo eyepiece (to be used with Photo Adapter) | 153 | 8 | 1101000300452 | 4X photo eyepiece (to be used with Photo Adapter) | 153 | 8 | 1101000300452 | 4X photo eyepiece (to be used with Photo Adapter) | 153 | 8 | 1101000300452 | 4X photo eyepiece (to be used with Photo Adapter) | 153 | 8
(Widefield 10X/F.N. 23)
1101001402961 | Graduated linear line and plain cross hair, point = 0.1mm/10mm | 126
(Widefield 20X/F.N. 13)
Reticle for for N-WF Eyepiece (per piece)
1101001401861 | Reticle with cross hair, bidirectional scale 10mm:100, 25mm diameter | 44
1101001402751 | Reticle, bidirectional scale 10mm:100, 25mm diameter | 44
1101001402761 | Reticle with Crosshair, unidirectional scale 10mm:100, 25mm diameter | 44
1101001401841 | Reticle with 10mm:100, 25mm diameter | 44
1101001402771 | 1° Reticle with crosshair, scale 360°: 360 | 44
(only available for 10X/12.5X eyepiece)
1101001402781 | 10° Reticle with crosshair, scale 360°: 36 | 44
(only available for 10X/12.5X eyepiece)
1101001400141 | Reticle with crosshair ,25mm diameter | 44
Objectives
1101001703651 | 0.3X Objective, WD = 301mm | 102
1101001703821 | 0.5X Objective, WD = 191.8mm | 102
1101001703661 | 0.63X Objective, WD = 142.7mm | 102
1101001703811 | 0.75X Objective, WD = 128.6mm | 102
1101001703671 | 1.5X Objective, WD = 56.3mm | 102
1101001703681 | 2.0X Objective, WD = 38.6mm | 102
Stage and Accessories
1101000600542 | Gliding stage for large working area stands | 66
1101000600552 | Mechanical stage (150mm x 100mm) with black/ white plate | 242
1101000900511 | Manual rotary plate for mechanical stage | 67
1101007400022 | Frosted glass plate for mechanical stage | 21
1101000900731 | Black/white stage plate (150mm x 100mm) for mechanical stage | 21
Photo and C-Mount Camera Adapter
1101001901931 | Photo Adapter (requires one of the photo eyepieces below) | 112
1101000300442 | 2.5X photo eyepiece (to be used with Photo Adapter) | 199
1101000300452 | 4X photo eyepiece (to be used with Photo Adapter) | 156
1101001904111 | 0.35X C-mount camera adapter for 1/3” chip sensors | 195
1101001901791 | 0.5X C-mount camera adpater (1/2) | 142
1101001901781 | 0.65X C-mount camera adpater (2/3) | 142
1101001901771 | 1X C-mount camera adapter (No lens) | 142
Additional Illumination
1101002000052 | MLC-150 Fiber optic illuminator | 395
21V/150W (EKE) Halogen illumination
Switching Power Supply 110V/220V
Local/Remote Switch for intensity control
2m Remote Control Intensity
Color Temperature LED read out
UL Approved
1101002000072 | Blue filter for MLC-150 | 36
1101002000101 | Flexible incident light guide | 262
1.5m length with standard straight distal end type
1101002000122 | Ring light guide | 291
1m length with 61mm distel end radius
Fits SMZ/ K Series line of stereomicroscopes
1101002000132 | Gooseneck 1-arm light guide | 102
0.5m length with standard straight distal end type
1101002000142 | Gooseneck bifurcated light guide | 186
0.5m length with standard straight distal end type
LED ring illumination
1101002402691 | LED ring illumination 60T-B dimmable | 92
1101002402701 | LED ring illumination 60T dimmable and segmentable | 176
Vertical Illuminator
1101010100154 | VI-LED 3W LED Vertical Illuminator | 305
Polarizing Equipment
1101000901791 | Polarizing set for SMZ-171 | 90
1101000600641 | B301K: polarizing equipment (1-piece rotary) | 89
Dark field Equipment
1101000901781 | Dark field attachment with iris diaphragm | 96
1101000900061 | Jewelry clamp | 51
Spare Bulbs
1101002400431 | 21V/150W, 200 hours, (EKE) halogen spare bulb | 69
1101002400022 | LED Bulb Assembly for transmitted illumination | 35
1101000902011 | 3W Incident LED illumination assembly | 67
Spare Parts
1101006400111 | Specimen clamp | 4
1101000600681 | Black/white stage plate (Ø95mm) | 8
1101007400022 | Frosted glass stage plate (Ø95mm) | 8
1101001201012 | Dust cover | 5
1101001400251 | Eyecup | 5

## BA210
NORTH AMERICA Price List 2018
BA210 Series
Reference | Article | Price (USD)
2018
1100100401982 | BA210 Binocular | 1113
Binocular head Siedentopf type 30° inclined, 360 ° rotating
Wide field high eyepoint eyepiece N-WF10X / 20mm with diopter adjustment
on both eyepieces, with rubber eyecup (paired)
Reversed quadruple nosepiece
CCIS EC Plan Achromat objectives PL 4x, 10x, 40x S, 100x S-oil
Coaxial coarse and fine focusing adjustment
Built in low position coaxial mechanical stage (Right-hand control)
Focusable Abbe condenser N.A. 1.25 with iris diaphragm and slot
45mm blue filter, immersion oil (5ml), power cord, allen hexagonal key,
vinyl dust cover
Built in halogen illumination 6V/30W with intensity control
Universal Power supply 100-240V
1100100403481 | BA210 Trinocular | 1295
Trinocular head Siedentopf type 30° inclined, 360° rotating
(Light Split = 20/80)
Wide field high eyepoint eyepiece N-WF10X / 20mm with diopter adjustment
on both eyepieces, with rubber eyecup (paired)
Reversed quadruple nosepiece
CCIS EC Plan Achromat objectives PL 4x, 10x, 40x S, 100x S-oil
Coaxial coarse and fine focusing adjustment
Built in low position coaxial mechanical stage (Right-hand control)
Focusable Abbe condenser N.A. 1.25 with iris diaphragm and slot
45mm blue filter, immersion oil (5ml), power cord, allen hexagonal key,
vinyl dust cover
Built in halogen illumination 6V/30W with intensity control
Universal Power supply 100-240V
1100100402114 | BA210 LED Binocular | 1144
Binocular head Siedentopf type 30° inclined, 360 ° rotating
Wide field high eyepoint eyepiece N-WF10X / 20mm with diopter adjustment
on both eyepieces, with rubber eyecup (paired)
Reversed quadruple nosepiece
CCIS EC Plan Achromat objectives 4x, 10x, 40x S, 100x S-oil
Coaxial coarse and fine focusing adjustment
Built in low position coaxial mechanical stage (Right-hand control)
Focusable Abbe condenser N.A. 1.25 with iris diaphragm and slot
Immersion oil (5ml), power cord, allen hexagonal key, vinyl dust cover
LED illumination 3W with intensity control
Universal Power supply 100-240V
1100100401452 | BA210 LED Trinocular | 1327
Trinocular head Siedentopf type 30° inclined, 360° rotating
(Light Split = 20/80)
Wide field high eyepoint eyepiece N-WF10X / 20mm with diopter adjustment
on both eyepieces, with rubber eyecup (paired)
Reversed quadruple nosepiece
CCIS EC Plan Achromat objectives 4x, 10x, 40x S, 100x S-oil
Coaxial coarse and fine focusing adjustment
Built in low position coaxial mechanical stage (Right-hand control)
Focusable Abbe condenser N.A. 1.25 with iris diaphragm and slot
Immersion oil (5ml), power cord, allen hexagonal key, vinyl dust cover
LED illumination 3W with intensity control
Universal Power supply 100-240V
1100401200615 | BA210 Digital | 2112
Wide field high eyepoint eyepiece N-WF10X / 20mm with diopter
adjustment on both eyepieces, with rubber eyecup (paired)
Built-in Digital Live Hi-Res Imaging Chip
2048x 1536 Resolution USB2.0
Reversed quadruple revolving nosepiece
CCIS EC Plan Achromat objectives 4x, 10x, 40x S, 100x S-oil
Coaxial coarse and fine focusing adjustment
Built in low position coaxial mechanical stage (Right-hand control)
Focusable Abbe condenser N.A. 1.25 with iris diaphragm and slot
45mm blue filter, immersion oil (5ml), power cord, allen hexagonal key,
Vinyl dust cover
Built in halogen illumination 6V/30W with intensity control
Universal Power supply 100-240V
Motic Images Plus 2.0 for PC and MAC
Calibration Slide
Eyepieces (per piece)
1101001402051 | N-WF12.5X/ 18mm, focusable with diopter adjustment (B.EYE44B) | 155
1101001402061 | N-WF15X/ 16mm, focusable with diopter adjustment (B.EYE30B) | 107
Reticle for N-WF Eyepieces (per piece)
1101001400141 | Cross line (25mm diameter) | 44
1101001401841 | Micrometer (100 divisions in 10mm) (25mm diameter) | 44
1101001401861 | Cross line with micrometer (100 divisions in 10mm) (25mm diameter) | 44
1101001401871 | Pointer (25mm diameter) | 44
EC Plan Achromat objectives (Lead free) - EC PL
1101001703211 | CCIS EC Plan Achromat objective 4X/0.1 (WD=15.9mm) | 47
1101001703221 | CCIS EC Plan Achromat objective 10X/0.25 (WD=17.4mm) | 58
1101001703611 | CCIS EC Plan Achromat objective 20X/0.45 (WD=0.9mm) | 94
1101001703231 | CCIS EC Plan Achromat objective 40X/0.65/S (WD=0.5mm) | 94
1101001703621 | CCIS EC Plan Achromat objective 60X/0.80/S (WD=0.35mm) | 141
1101001703241 | CCIS EC Plan Achromat objective 100X/1.25/S-Oil (WD=0.15mm) | 141
EC-H Plan Phase Achromat Objectives - EC-H PL PH
1101001702911 | CCIS Plan Phase objective EC-H PL Ph10X/0.25 (WD=17.4mm) | 176
1101001702921 | CCIS Plan Phase objective EC-H PL Ph20X/0.45 (WD=0.9mm) | 214
1101001702931 | CCIS Plan Phase objective EC-H PL Ph40X/0.65/S (WD=0.5mm) | 332
1101001402441 | CCIS Plan Phase objective EC-H PL Ph100X/1.25/S-Oil (WD=0.15mm) | 482
Phase Contrast
1101001100531 | 3-Position Phase slider for Ph1, Ph2, BF | 67
1101001100381 | Phase slider Ph1 | 62
1101001100391 | Phase slider Ph2 | 62
1101001100401 | Phase slider Ph3 | 62
1101000300832 | Phase centering telescope | 90
Darkfield
1101001900542 | Simple darkfield slider (10X-40X) | 102
Simple Polarizing ( NOT applicable with LED illumination )
1101000300021 | Simple add on analyzer | 35
1101000300741 | Simple add on polarizer | 35
Photo And Video Adapters
1101001901771 | 1X C-mount camera adapter (No lens) | 142
1101001901781 | 0.65X C-mount camera adapter for 2/3” chip sensors | 142
1101001901791 | 0.5X C-mount camera adapter for 1/2” chip sensors | 142
1101001904111 | 0.35X C-mount camera adpater for 1/3” chip sensors | 195
1101001901931 | Photo Adapter (requires one of the photo eyepieces below) | 112
1101000300442 | 2.5X photo eyepiece (to be used with Photo Adapter) | 199
1101000300452 | 4X photo eyepiece (to be used with Photo Adapter) | 156
Optional Accessories
1101001900461 | BA210 Mirror set | 40
1101000300302 | 45mm Yellow filter | 17
1101000300312 | 45mm Green filter | 17
1101000300322 | 45mm Blue filter LQ-2 | 17
1101001206371 | Aluminium case | 121
Spare Parts
1101002400452 | Quartz Halogen Lamp 6V/30W | 17
1101001300011 | Immersion Oil 5ml | 6
1101002400022 | LED Bulb Assembly | 35

## BA210 ELITE
NORTH AMERICA Price List 2018
BA210 Elite Series
Reference | Article | Price (USD)
2018
1100100402592 | BA210E Binocular | 1144
Binocular head Siedentopf type 30° inclined, 360 ° rotating
Wide field high eyepoint eyepiece N-WF10X/20mm
with diopter adjustment on both eyepieces and rubber eyecups
Reversed quadruple revolving nosepiece
CCIS EC Plan Achromat objectives EC PL 4x, 10x, 40x S, 100x S-oil
Coaxial coarse and fine focusing adjustment with tension adjustment
Built in low position coaxial rackless stage (Right-hand control)
Focusable Abbe condenser N.A. 1.25 with iris diaphragm and slot
Quartz halogen illumination 6V/30W with intensity control
Power supply 100-240V
45mm blue filter, immersion oil (5ml), power cord, allen hexagonal key,
thumb screw, vinyl dust cover, instruction manual
1100100402422 | BA210E Trinocular | 1327
Trinocular head Siedentopf type 30° inclined 360° rotating (Light Split 100:0/20:80)
Wide field high eyepoint eyepiece N-WF10X/20mm
with diopter adjustment on both eyepieces and rubber eyecups
Reversed quadruple revolving nosepiece
CCIS EC Plan Achromat objectives EC PL 4x, 10x, 40x S, 100x S-oil
Coaxial coarse and fine focusing adjustment with tension adjustment
Built in low position coaxial rackless stage (Right-hand control)
Focusable Abbe condenser N.A. 1.25 with iris diaphragm and slot
Quartz halogen illumination 6V/30W with intensity control
Power supply 100-240V
45mm blue filter, immersion oil (5ml), power cord, allen hexagonal key,
thumb screw, vinyl dust cover, instruction manual
Note: Photo and C-mount camera adapter not included
1100100402611 | BA210Elite LED BINOCULAR (HIGH COLOR TEMP) | 1213
Binocular head Siedentopf type 30° inclined, 360 ° rotating
Wide field high eyepoint eyepiece N-WF10X/20mm
with diopter adjustment on both eyepieces and rubber eyecups
Reversed quadruple revolving nosepiece
CCIS EC Plan Achromat objectives EC PL 4x, 10x, 40x S, 100x S-oil
Coaxial coarse and fine focusing adjustment with tension adjustment
Built in low position coaxial rackless stage (Right-hand control)
Focusable Abbe condenser N.A. 1.25 with iris diaphragm and slot
3WLED module for BA210E/BA310E (6000K)
Power supply 100-240V
45mm blue filter, immersion oil (5ml), power cord, allen hexagonal key,
thumb screw, vinyl dust cover, instruction manual
1100100402612 | BA210Elite LED BINOCULAR ( LOW COLOR TEMPERATURE) | 1213
Binocular head Siedentopf type 30° inclined, 360 ° rotating
Wide field high eyepoint eyepiece N-WF10X/20mm
with diopter adjustment on both eyepieces and rubber eyecups
Reversed quadruple revolving nosepiece
CCIS EC Plan Achromat objectives EC PL 4x, 10x, 40x S, 100x S-oil
Coaxial coarse and fine focusing adjustment with tension adjustment
Built in low position coaxial rackless stage (Right-hand control)
Focusable Abbe condenser N.A. 1.25 with iris diaphragm and slot
3WLED module for BA210E/BA310E (4500K)
Power supply 100-240V
45mm blue filter, immersion oil (5ml), power cord, allen hexagonal key,
thumb screw, vinyl dust cover, instruction manual
1100100402621 | BA210Elite LED TRINOCULAR (HIGH COLOR TEMPERATURE) | 1395
Trinocular head Siedentopf type 30° inclined 360° rotating (Light Split 100:0/20:80)
Wide field high eyepoint eyepiece N-WF10X/20mm
with diopter adjustment on both eyepieces and rubber eyecups
Reversed quadruple revolving nosepiece
CCIS EC Plan Achromat objectives EC PL 4x, 10x, 40x S, 100x S-oil
Coaxial coarse and fine focusing adjustment with tension adjustment
Built in low position coaxial rackless stage (Right-hand control)
Focusable Abbe condenser N.A. 1.25 with iris diaphragm and slot
3WLED module for BA210E/BA310E (6000K)
Power supply 100-240V
45mm blue filter, immersion oil (5ml), power cord, allen hexagonal key,
thumb screw, vinyl dust cover, instruction manual
Note: Photo and C-mount camera adapter not included
1100100402622 | BA210Elite LED TRINOCULAR ( LOW COLOR TEMPERATURE) | 1395
Trinocular head Siedentopf type 30° inclined 360° rotating (Light Split 100:0/20:80)
Wide field high eyepoint eyepiece N-WF10X/20mm
with diopter adjustment on both eyepieces and rubber eyecups
Reversed quadruple revolving nosepiece
CCIS EC Plan Achromat objectives EC PL 4x, 10x, 40x S, 100x S-oil
Coaxial coarse and fine focusing adjustment with tension adjustment
Built in low position coaxial rackless stage (Right-hand control)
Focusable Abbe condenser N.A. 1.25 with iris diaphragm and slot
3WLED module for BA210E/BA310E (4500K)
Power supply 100-240V
45mm blue filter, immersion oil (5ml), power cord, allen hexagonal key,
thumb screw, vinyl dust cover, instruction manual
Note: Photo and C-mount camera adapter not included
NEW PHASE PACKAGE
1100100403018 | BA210E Phase Package | 2010
Trinocular head Siedentopf type 30° inclined 360° rotating (Light Split 100:0/20:80)
Wide field high eyepoint eyepiece N-WF10X/20mm
with diopter adjustment on both eyepieces and rubber eyecups
Reversed quadruple revolving nosepiece
CCIS EC Plan Achromat objectives EC PL 4x, PL100x S-oil
CCIS EC Plan Phase objectives Ph10x, Ph40x S
Coaxial coarse and fine focusing adjustment with tension adjustment
Built in low position coaxial rackless stage (Right-hand control)
Focusable Abbe condenser N.A. 1.25 with iris diaphragm and slot
3-Position Phase slider for Ph1, Ph2, BF
Phase Centering Telescope
3WLED module for BA210E/BA310E
Power supply 100-240V
45mm blue filter, immersion oil (5ml), power cord, allen hexagonal key,
thumb screw, vinyl dust cover, instruction manual
Note: Photo and C-mount camera adapter not included
Eyepieces (per piece)
1101001403361 | N-WF10X/20mm, focusable with diopter adjustment | 64
1101001402061 | N-WF15X/16mm, focusable with diopter adjustment | 107
1101001402051 | N-WF12.5X/18mm, focusable with diopter adjustment | 155
Reticle for N-WF Eyepiece (per piece)
1101001400141 | Reticle with crosshair (25mm diameter) | 44
1101001401841 | Reticle with 100 divisions in 10mm (25mm diameter) | 44
1101001401861 | Reticle with cross double scale 100 divisions in 10mm (25mm diameter) | 44
1101001401871 | Reticle with Pointer (25mm diameter) | 44
EC Plan Achromat objectives (Lead free) - EC PL
1101001703211 | CCIS EC Plan Achromat objective 4X/0.1 (WD=15.9mm) | 47
1101001703221 | CCIS EC Plan Achromat objective 10X/0.25 (WD=17.4mm) | 58
1101001703611 | CCIS EC Plan Achromat objective 20X/0.45 (WD=0.9mm) | 94
1101001703231 | CCIS EC Plan Achromat objective 40X/0.65/S (WD=0.5mm) | 94
1101001703621 | CCIS EC Plan Achromat objective 60X/0.80/S (WD=0.35mm) | 141
1101001703241 | CCIS EC Plan Achromat objective 100X/1.25/S-Oil (WD=0.15mm) | 141
Plan Phase objective (Lead free )- EC-H PL PH (Positive Phase)
1101001702911 | CCIS Plan Phase objective EC-H PL Ph10X/0.25 (WD=17.4mm) | 176
1101001702921 | CCIS Plan Phase objective EC-H PL Ph20X/0.45 (WD=0.9mm) | 214
1101001702931 | CCIS Plan Phase objective EC-H PL Ph40X/0.65/S (WD=0.5mm) | 332
1101001402441 | CCIS Plan Phase objective EC-H PL Ph100X/1.25/S-Oil (WD=0.15mm) | 482
Phase Contrast
1101001100531 | 3-Position Phase slider for Ph1, Ph2, BF | 67
1101001100381 | Phase slider Ph1 | 62
1101001100391 | Phase slider Ph2 | 62
1101001100401 | Phase slider Ph3 | 62
1101000300832 | Phase centering telescope | 90
Darkfield
1101001900542 | Darkfield slider (10X-40X) | 102
Simple polarising
1101000300021 | Simple add on analyzer | 35
1101000300741 | Simple add on polarizer | 35
Photo and C-mount camera adapters
1101001901771 | 1X C-mount camera adapter (No lens) | 142
1101001901791 | 0.5X C-mount camera adapter for 1/3” and 1/2” chip sensors | 142
1101001901781 | 0.65X C-mount camera adapter for 2/3” chip sensors | 142
1101001904111 | 0.35X C-mount camera adapter for 1/3” chip sensors | 195
1101001901931 | Photo Adapter (requires one of the photo eyepieces below) | 112
1101000300442 | 2.5X photo eyepiece (to be used with Photo Adapter) | 199
1101000300452 | 4X photo eyepiece (to be used with Photo Adapter) | 156
Optional accessories
1101001900461 | BA210 Mirror set | 40
1101000300322 | Blue filter (Ø45mm) | 17
1101000300302 | Yellow filter (Ø45mm) | 17
1101000300312 | Green filter (Ø45mm) | 17
1101001900361 | Neutral density filter ND (Ø45mm) | 18
1101001904121 | Short x/y pole for BA210E and BA310E rackless stage (left hand control) | 37
1101001206371 | Aluminium case | 121
Replacements
1101002400452 | Quartz Halogen Lamp 6V/30W(MOQ 10pcs, $165.00 per pack) | 17
1101001300011 | Immersion Oil 5ml (MOQ 10pcs, $60.00 per pack) | 6
1101001904051 | 3WLED module for BA210E/BA310E (4500K) | 86
1101001904061 | 3WLED module for BA210E/BA310E (6000K) | 86

## Panthera
NORTH AMERICA Price List 2018
Panthera Series
Reference | Article | Price (USD)
2018
1100104600085 | Panthera S Binocular | 1199
Binocular head Siedentopf type 25° inclined, 180° rotating
Wide field high eyepoint eyepiece N-WF10X/20mm
with diopter adjustment on both eyepieces and rubber eyecups
Reversed quadruple revolving nosepiece
Plan Achromat objectives 4x, 10x, 40x S, 100x S-oil
Coaxial coarse and fine focusing adjustment with tension adjustment
Built in low position coaxial stage (Right-hand control)
Focusable Abbe condenser N.A. 09/1.25 with iris diaphragm and slot
0.5W LED illumination with intensity control LED indicator
Power supply 100-240V
immersion oil (5ml), power cord, allen hexagonal key,
thumb screw, vinyl dust cover, instruction manual
1100104600091 | Panthera S Trinocular | 1399
Trinocular head Siedentopf type 25° inclined, 180° rotating
Wide field high eyepoint eyepiece N-WF10X/20mm
with diopter adjustment on both eyepieces and rubber eyecups
Reversed quadruple revolving nosepiece
Plan Achromat objectives 4x, 10x, 40x S, 100x S-oil
Coaxial coarse and fine focusing adjustment with tension adjustment
Built in low position coaxial stage (Right-hand control)
Focusable Abbe condenser N.A. 09/1.25 with iris diaphragm and slot
0.5W LED illumination with intensity control LED indicator
Power supply 100-240V
immersion oil (5ml), power cord, allen hexagonal key,
thumb screw, vinyl dust cover, instruction manual
1100104600161 | Panthera E Binocular | 1249
Binocular head Siedentopf type 25° inclined, 180° rotating
Wide field high eyepoint eyepiece N-WF10X/20mm
with diopter adjustment on both eyepieces and rubber eyecups
Reversed quadruple revolving nosepiece
Plan Achromat objectives 4x, 10x, 40x S, 100x S-oil
Coaxial coarse and fine focusing adjustment with tension adjustment
Built in low position rackless coaxial stage (Right-hand control)
Focusable Abbe condenser N.A. 09/1.25 with iris diaphragm and slot
0.5W LED illumination with intensity control LED indicator
Power supply 100-240V
immersion oil (5ml), power cord, allen hexagonal key,
thumb screw, vinyl dust cover, instruction manual
1100104600171 | Panthera E Trinocular | 1449
Trinocular head Siedentopf type 25° inclined, 180° rotating
Wide field high eyepoint eyepiece N-WF10X/20mm
with diopter adjustment on both eyepieces and rubber eyecups
Reversed quadruple revolving nosepiece
Plan Achromat objectives 4x, 10x, 40x S, 100x S-oil
Coaxial coarse and fine focusing adjustment with tension adjustment
Built in low position rackless coaxial stage (Right-hand control)
Focusable Abbe condenser N.A. 09/1.25 with iris diaphragm and slot
0.5W LED illumination with intensity control LED indicator
Power supply 100-240V
immersion oil (5ml), power cord, allen hexagonal key,
thumb screw, vinyl dust cover, instruction manual
1100104600101 | Panthera U Binocular | 1499
Binocular head Siedentopf type 25° inclined, 360° rotating
Wide field high eyepoint eyepiece N-WF10X/22mm
with diopter adjustment on both eyepieces and rubber eyecups
Reversed quintuple revolving nosepiece, coded
Plan Achromat objectives UC 4x, 10x, 40x S, 100x S-oil
Coaxial coarse and fine focusing adjustment with tension adjustment
Built in low position rackless coaxial stage (Right-hand control)
Focusable Abbe condenser N.A. 09/1.25 with iris diaphragm and slot
3W LED illumination with intensity control LED indicator
Motic LightTracer function
Power supply 100-240V
immersion oil (5ml), power cord, allen hexagonal key,
thumb screw, vinyl dust cover, instruction manual
1100104600111 | Panthera U Trinocular | 1699
Trinocular head Siedentopf type 25° inclined, 360° rotating
Wide field high eyepoint eyepiece N-WF10X/22mm
with diopter adjustment on both eyepieces and rubber eyecups
Reversed quintuple revolving nosepiece, coded
Plan Achromat objectives UC 4x, 10x, 40x S, 100x S-oil
Coaxial coarse and fine focusing adjustment with tension adjustment
Built in low position rackless coaxial stage (Right-hand control)
Focusable Abbe condenser N.A. 09/1.25 with iris diaphragm and slot
3W LED illumination with intensity control LED indicator
Motic LightTracer function
Power supply 100-240V
immersion oil (5ml), power cord, allen hexagonal key,
thumb screw, vinyl dust cover, instruction manual
1100104600121 | Panthera C Binocular | 1599
Binocular head Siedentopf type 25° inclined, 360° rotating
Wide field high eyepoint eyepiece N-WF10X/22mm
with diopter adjustment on both eyepieces and rubber eyecups
Reversed quintuple revolving nosepiece, coded
Plan Achromat objectives UC 4x, 10x, 40x S, 100x S-oil
Coaxial coarse and fine focusing adjustment with tension adjustment
Built in low position rackless coaxial stage (Right-hand control)
Focusable Abbe condenser N.A. 09/1.25 with iris diaphragm and slot
3W LED or 6V 30W halogen, Koehler illumination with intensity control LED indicator
Power supply 100-240V
immersion oil (5ml), power cord, allen hexagonal key,
thumb screw, vinyl dust cover, instruction manual
1100104600131 | Panthera C Trinocular | 1799
Trinocular head Siedentopf type 25° inclined, 360° rotating
Wide field high eyepoint eyepiece N-WF10X/22mm
with diopter adjustment on both eyepieces and rubber eyecups
Reversed quintuple revolving nosepiece, coded
Plan Achromat objectives UC 4x, 10x, 40x S, 100x S-oil
Coaxial coarse and fine focusing adjustment with tension adjustment
Built in low position rackless coaxial stage (Right-hand control)
Focusable Abbe condenser N.A. 09/1.25 with iris diaphragm and slot
3W LED or 6V 30W halogen, Koehler illumination with intensity control LED indicator
Power supply 100-240V
immersion oil (5ml), power cord, allen hexagonal key,
thumb screw, vinyl dust cover, instruction manual
1100104600141 | Panthera L Digital Binocular | 2999
Binocular head Siedentopf type 25° inclined, 360° rotating with SmartCam 5 mp camera
Wide field high eyepoint eyepiece N-WF10X/22mm
with diopter adjustment on both eyepieces and rubber eyecups
SmartMicroscope function with ImagingOnDevice system
HDMI, WiFi, USB and Ethernet outputs
Reversed quintuple revolving nosepiece, coded
Plan Achromat objectives UC 4x, 10x, 40x S, 100x S-oil
Coaxial coarse and fine focusing adjustment with tension adjustment
Built in low position rackless coaxial stage (Right-hand control)
Focusable Abbe condenser N.A. 09/1.25 with iris diaphragm and slot
3W LED or 6V 30W halogen, Koehler illumination with intensity control LED indicator
Motic LightTracer function
Power supply 100-240V
immersion oil (5ml), power cord, allen hexagonal key,
thumb screw, vinyl dust cover, instruction manual
1100104600181 | Panthera HD Binocular Digital | 2499
Head without Siedentopf tube with SmartCam 5 mp camera for Digital use only
SmartMicroscope function with ImagingOnDevice system
HDMI, WiFi, USB and Ethernet outputs
Reversed quintuple revolving nosepiece, coded
Plan Achromat objectives UC 4x, 10x, 40x S, 100x S-oil
Coaxial coarse and fine focusing adjustment with tension adjustment
Built in low position rackless coaxial stage (Right-hand control)
Focusable Abbe condenser N.A. 09/1.25 with iris diaphragm and slot
3W LED or 6V 30W halogen, Koehler illumination with intensity control LED indicator
Motic LightTracer function
Power supply 100-240V
immersion oil (5ml), power cord, allen hexagonal key,
thumb screw, vinyl dust cover, instruction manual
ACCESSORIES | PANTHERA S AND E
Eyepieces
1101001402791 | Eyepiece Widefield with diopter adjustment N-WF10X/ 20mm | 64
1101001402061 | Eyepiece Widefield with diopter adjustment N-WF15X/ 16mm | 107
1101001402051 | Eyepiece Widefield with diopter adjustment N-WF12.5X/ 18mm | 155
Retícules
1101001400141 | Reticle with crosshair (25mm diameter) | 44
1101001401841 | Reticle with 100 divisions in 10mm (25mm diameter) | 44
1101001401861 | Reticle with cross double scale 100 divisions in 10mm (25mm diameter) | 44
1101001401871 | Reticle with Pointer (25mm diameter) | 44
Heads
1101011400011 | Trinocular Siedentopf head inclined 25º rotating 360º , interpupilary distance 48-75mm. Light split 50/50 | 349
Objectives
1101001706561 | Panthera_Plan SC 4X/0.1 (W.D=15.5mm) | 32
1101001706571 | Panthera_Plan SC 10X/0.25 (WD=17.4mm) | 51
1101001706581 | Panthera_Plan SC40X/0.65/S (WD=0.6mm) | 86
1101001706591 | Panthera_Plan SC 100X/1.25 oil (W.D=0.14mm) | 126
Plan Phase objective (Lead free )- EC-H PL PH (Positive Phase)
1101001702911 | CCIS Plan Phase objective EC-H PL Ph10X/0.25 (WD=17.4mm) | 176
1101001702921 | CCIS Plan Phase objective EC-H PL Ph20X/0.45 (WD=0.9mm) | 214
1101001702931 | CCIS Plan Phase objective EC-H PL Ph40X/0.65/S (WD=0.5mm) | 332
1101001402441 | CCIS Plan Phase objective EC-H PL Ph100X/1.25/S-Oil (WD=0.15mm) | 482
Phase Contrast
1101001100531 | 3-Position Phase slider for Ph1, Ph2, BF | 67
1101001100381 | Phase slider Ph1 | 62
1101001100391 | Phase slider Ph2 | 62
1101001100401 | Phase slider Ph3 | 62
1101000300832 | Phase centering telescope | 90
Darkfield
1101001900542 | Darkfield slider (10X-40X) | 102
Polarization
1101000300741 | Simple polarizer | 35
1101011400031 | Simple add on analyzer | 38
Photo and C-mount camera adapters
1101001901771 | 1X C-mount camera adapter (No lens) | 142
1101001901791 | 0.5X C-mount camera adapter for 1/3” and 1/2” chip sensors | 142
1101001901781 | 0.65X C-mount camera adapter for 2/3” chip sensors | 142
1101001904111 | 0.35X C-mount camera adapter for 1/3” chip sensors | 195
1101001901931 | Photo Adapter (requires one of the photo eyepieces below) | 112
1101000300442 | 2.5X photo eyepiece (to be used with Photo Adapter) | 199
1101000300452 | 4X photo eyepiece (to be used with Photo Adapter) | 156
Optional accessories
1101000300322 | Blue filter (Ø45mm) | 17
1101000300302 | Yellow filter (Ø45mm) | 17
1101000300312 | Green filter (Ø45mm) | 17
1101001900361 | Neutral density filter ND (Ø45mm) | 18
Replacements
1101001300011 | Immersion Oil 5ml (MOQ 10pcs, $60.00 per pack) | 6
ACCESSORIES | PANTHERA U/C/L
Eyepieces (per piece)
1101001403531 | UC-WF10X/22mm, focusable with diopter adjustment | 81
1101001403541 | UC-WF10X/20mm, focusable with diopter adjustment | 64
1101001402061 | N-WF15X/16mm, focusable with diopter adjustment | 107
1101001402051 | N-WF12.5X/18mm, focusable with diopter adjustment | 155
Reticle for Eyepiece (per piece)
1101001400141 | Reticle with crosshair (25mm diameter) | 44
1101001401841 | Reticle with 100 divisions in 10mm (25mm diameter) | 44
1101001401861 | Reticle with cross double scale 100 divisions in 10mm (25mm diameter) | 44
1101001401871 | Reticle with Pointer (25mm diameter) | 44
Eyepiece Tube
1101011400021 | Siedentopf trinocular eyepiece tube 25° inclined, 360° swiveling, (Light Split 50:50) | 436
OBJECTIVES
1101001705191 | Plan Achromat UC 2X/0.05 (WD=7.2mm) | 237
1101001705201 | Plan Achromat UC 4X/0.1 (WD=30.5mm) | 47
1101001705211 | Plan Achromat UC 10X/0.25 (WD=17.4mm) | 58
1101001705221 | Plan Achromat UC 20X/0.45 (WD=0.8mm) | 94
1101001705231 | Plan Achromat UC 40X/0.65/R (WD=0.6mm) | 94
1101001705241 | Plan Achromat UC 60X/0.8/R (WD=0.35m) | 141
1101001705251 | Plan Achromat UC 100X/1.25/S-Oil (WD=0.16m) | 141
1101001705261 | Plan Achromat UC 100X/0.8/S-Dry (WD=2mm) | 308
Plan Phase objectives
1101001706481 | Plan Achromat Phase UC PH 10X/0.25 (WD=17.4mm) Ph1 | 176
1101001706491 | Plan Achromat Phase UC PH 20X/0.45 (WD=0.8mm) Ph2 | 214
1101001706501 | Plan Achromat Phase UC PH 40X/0.65/S (WD=0.6mm) Ph2 | 332
1101001706511 | Plan Achromat Phase UC PH 100X/1.25/S-Oil (WD=0.16m) Ph3 | 482
No cover glass objectives
1101001706521 | Plan Achromat UC NCG 10X/0.25 (WD=17.4mm) | 67
1101001706531 | Plan Achromat UC NCG 20X/0.45 (WD=0.8mm) | 107
1101001706541 | Plan Achromat UC NCG 40X/0.65/S (WD=0.6mm) | 122
1101001706551 | Plan Achromat UC NCG 100X/1.25/S-Oil (WD=0.16m) | 173
Phase Contrast
1101001900631 | Swing out achromatic condenser N.A. 0.90/0.13 with iris diaphragm | 130
1101001901581 | Achromatic Abbe condenser N.A. 0.90/1.25 with iris diaphragm and slot for sliders | 72
1101001100531 | 3-Position Phase slider for Ph1, Ph2, BF | 67
1101001100381 | Phase slider Ph1 | 62
1101001100391 | Phase slider Ph2, 20X-40X | 62
1101001100401 | Phase slider Ph3, 100X | 62
1101000300832 | Phase centering telescope | 90
1101001903141 | Phase contrast 5 position (BF, DF, PH1, PH2, PH3) turret condenser | 402
Darkfield
1101001900542 | Darkfield slider (4X-40X) | 102
Simple polarising
1101000300741 | Simple add on polarizer | 35
1101011400031 | Simple add on analyzer | 38
Photo and C-mount camera adapters
1101001901771 | 1X C-mount camera adapter (No lens) | 142
1101001901791 | 0.5X C-mount camera adapter for 1/3” and 1/2” chip sensors | 142
1101001901781 | 0.65X C-mount camera adapter for 2/3” chip sensors | 142
1101001904111 | 0.35X C-mount camera adapter for 1/3” chip sensors | 195
1101001901931 | Photo Adapter (requires one of the photo eyepieces below) | 112
1101000300442 | 2.5X photo eyepiece (to be used with Photo Adapter) | 199
1101000300452 | 4X photo eyepiece (to be used with Photo Adapter) | 156
Optional accessories
1101001900352 | Blue filter (Ø45mm) | 12
1101000300302 | Yellow filter (Ø45mm) | 17
1101000300312 | Green filter (Ø45mm) | 17
1101001900361 | Neutral density filter ND2 (Ø45mm) | 18
1101000300331 | Didymium filter | 69
Replacements
1101002400452 | Quartz Halogen Lamp 6V/30W | 17
1101001300011 | Immersion Oil 5m | 6

## BA310 ELITE
NORTH AMERICA Price List 2018
BA310 Elite Series
Reference | Article | Price (USD)
2018
1100100402432 | BA310E Binocular | 1493
Binocular head Siedentopf type 30° inclined, 360 ° swiveling, 360 ° rotating
Widefield high eyepoint eyepiece N-WF10X/20mm
with diopter adjustment on both eyepieces and rubber eyecups
Reversed quintuple revolving nosepiece
CCIS EC Plan Achromat objectives EC PL 4x, 10x, 40x S, 100x S-oil
Coaxial coarse and fine focusing adjustment with tenstion adjustment
Built in low position coaxial rackless stage (Right-hand control)
Focusable Abbe condenser N.A. 0.90/1.25 with iris diaphragm and slot
Koehler illumination quartz halogen 6V/30W with intensity control
Power supply 100-240V (UL)
45mm blue filter, immersion oil (5ml), power cord, allen hexagonal key
thumb screw,vinyl dust cover, instruction manual
1100100402442 | BA310E Trinocular | 1675
Trinocular head Siedentopf type 30° inclined, 360 ° swiveling, 360 ° rotating
(Light Split 100:0/20:80)
Widefield high eyepoint eyepiece N-WF10X/20mm
with diopter adjustment on both eyepieces and rubber eyecups
Reversed quintuple revolving nosepiece
CCIS EC Plan Achromat objectives EC PL 4x, 10x, 40x S, 100x S-oil
Coaxial coarse and fine focusing adjustment with tenstion adjustment
Built in low position coaxial rackless stage (Right-hand control)
Focusable Abbe condenser N.A. 0.90/1.25 with iris diaphragm and slot
Koehler illumination quartz halogen 6V/30W with intensity control
Power supply 100-240V
45mm blue filter, immersion oil (5ml), power cord, allen hexagonal key,
thumb screw,vinyl dust cover, instruction manual
Note: Photo and C-mount camera adapter not included
1100100402631 | BA310Elite LED BINOCULAR (HIGH COLOR TEMP) | 1562
Binocular head Siedentopf type 30° inclined, 360 ° swiveling, 360 ° rotating
Widefield high eyepoint eyepiece N-WF10X/20mm
with diopter adjustment on both eyepieces and rubber eyecups
Reversed quintuple revolving nosepiece
CCIS EC Plan Achromat objectives EC PL 4x, 10x, 40x S, 100x S-oil
Coaxial coarse and fine focusing adjustment with tenstion adjustment
Built in low position coaxial rackless stage (Right-hand control)
Focusable Abbe condenser N.A. 0.90/1.25 with iris diaphragm and slot
3WLED module for BA210E/BA310E (6000K)
Power supply 100-240V (CE)
45mm blue filter, immersion oil (5ml), power cord, allen hexagonal key
thumb screw,vinyl dust cover, instruction manual
1100100402632 | BA310Elite LED BINOCULAR ( LOW COLOR TEMPERATURE) | 1562
Binocular head Siedentopf type 30° inclined, 360 ° swiveling, 360 ° rotating
Widefield high eyepoint eyepiece N-WF10X/20mm
with diopter adjustment on both eyepieces and rubber eyecups
Reversed quintuple revolving nosepiece
CCIS EC Plan Achromat objectives EC PL 4x, 10x, 40x S, 100x S-oil
Coaxial coarse and fine focusing adjustment with tenstion adjustment
Built in low position coaxial rackless stage (Right-hand control)
Focusable Abbe condenser N.A. 0.90/1.25 with iris diaphragm and slot
3WLED module for BA210E/BA310E (4500K)
Power supply 100-240V (UL)
45mm blue filter, immersion oil (5ml), power cord, allen hexagonal key
thumb screw,vinyl dust cover, instruction manual
1100100402641 | BA310Elite LED TRINOCULAR (HIGH COLOR TEMP) | 1744
Trinocular head Siedentopf type 30° inclined, 360 ° swiveling, 360 ° rotating
(Light Split 100:0/20:80)
Widefield high eyepoint eyepiece N-WF10X/20mm
with diopter adjustment on both eyepieces and rubber eyecups
Reversed quintuple revolving nosepiece
CCIS EC Plan Achromat objectives EC PL 4x, 10x, 40x S, 100x S-oil
Coaxial coarse and fine focusing adjustment with tenstion adjustment
Built in low position coaxial rackless stage (Right-hand control)
Focusable Abbe condenser N.A. 0.90/1.25 with iris diaphragm and slot
3WLED module for BA210E/BA310E (6000K)
45mm blue filter, immersion oil (5ml), power cord, allen hexagonal key,
thumb screw,vinyl dust cover, instruction manual
Note: Photo and C-mount camera adapter not included
1100100402642 | BA310Elite LED TRINOCULAR ( LOW COLOR TEMPERATURE) | 1744
Trinocular head Siedentopf type 30° inclined, 360 ° swiveling, 360 ° rotating
(Light Split 100:0/20:80)
Widefield high eyepoint eyepiece N-WF10X/20mm
with diopter adjustment on both eyepieces and rubber eyecups
Reversed quintuple revolving nosepiece
CCIS EC Plan Achromat objectives EC PL 4x, 10x, 40x S, 100x S-oil
Coaxial coarse and fine focusing adjustment with tenstion adjustment
Built in low position coaxial rackless stage (Right-hand control)
Focusable Abbe condenser N.A. 0.90/1.25 with iris diaphragm and slot
3WLED module for BA210E/BA310E (4500K)
45mm blue filter, immersion oil (5ml), power cord, allen hexagonal key,
thumb screw,vinyl dust cover, instruction manual
Note: Photo and C-mount camera adapter not included
NEW PHASE PACKAGE
1100100402645 | BA310E Standard Lab Phase Package | 2877
Trinocular head Siedentopf type 30° inclined, 360 ° swiveling, 360 ° rotating
(Light Split 100:0/20:80)
Widefield high eyepoint eyepiece N-WF10X/20mm
with diopter adjustment on both eyepieces and rubber eyecups
Reversed quintuple revolving nosepiece
CCIS EC Plan Achromat objectives EC PL 4x
CCIS Plan Phase objectives Ph10x, Ph40x S, Ph100x S-oil
Coaxial coarse and fine focusing adjustment with tenstion adjustment
Built in low position coaxial rackless stage (Right-hand control)
Phase contrast 5 posisition (BF, DF, PH1, PH2, PH3) turret condenser
Phase Centering Telescope
6V 30W halogen and 3WLED module for BA210E/BA310E
45mm blue filter, immersion oil (5ml), power cord, allen hexagonal key,
thumb screw,vinyl dust cover, instruction manual
Note: Photo and C-mount camera adapter not included
MULTI OBSERVATION SYSTEMS
1100100402652 | BAT-BA310E-MVH2 Dual Observation System (side by side) | 4851
BA310E trinocular stand system (primary unit) (Light Split 100:0/20:80)
Externally mounted, centrable transmitted 6V/30W quartz halogen
Koehler illumination(poers whole system)
Binocular head Siedentopf type 30° inclined, 360 ° swiveling, (secondary unit)
Widefield high eyepoint eyepiece N-WF10X/20mm
with diopter adjustment on both eyepieces and rubber eyecups
Dual observation(side by side) optical bridge
LED pointer on primary unit
Adjustable height support apparatus for secondary unit (1piece)
Note: Photo and C-mount camera adapter not included
BA310E Modular System
1100100402661 | BA310E Main Body (right hand control) | 785
Reversed quintuple nosepiece
Rackless stage with specimen holder (right hand control)
Koehler illumination quartz halogen 6V/30W with intensity control
45mm blue filter, immersion oil (5ml), power cord
allen hexagonal key, vinyl dust cover
Universal Power supply 100-240V
Eyepiece Tube
1101001903541 | Siedentopf binocular eyepiece tube 30° inclined, 360 ° swiveling | 166
1101001903432 | Siedentopf trinocular eyepiece tube 30° inclined, 360 ° swiveling, | 349
(Light Split 100:0/20:80)
1101001903491 | Siedentopf trinocular eyepiece tube 30° inclined, 360 ° swiveling, | 349
(Light Split 100:0/0:100)
Eyepieces (per piece)
1101001403361 | N-WF10X/20mm focusable with diopter adjustment | 64
1101001402061 | N-WF15X/16mm, focusable with diopter adjustment | 107
1101001402051 | N-WF12.5X/18mm, focusable with diopter adjustment | 155
Reticle for N-WF Eyepiece (per piece)
1101001400141 | Reticle with crosshair (25mm diameter) | 44
1101001401841 | Reticle with 100 divisions in 10mm (25mm diameter) | 44
1101001401861 | Reticl with cross double scale 100 divisions in 10mm (25mm diameter) | 44
1101001401871 | Reticle with Pointer (25mm diameter) | 44
EC Plan Achromat objectives (PB free) - EC PL
1101001703211 | CCIS EC Plan Achromat objective 4X/0.1 (WD=15.9mm) | 47
1101001703221 | CCIS EC Plan Achromat objective 10X/0.25 (WD=17.4mm) | 58
1101001703611 | CCIS EC Plan Achromat objective 20X/0.45 (WD=0.9mm) | 94
1101001703231 | CCIS EC Plan Achromat objective 40X/0.65/S (WD=0.5mm) | 94
1101001703621 | CCIS EC Plan Achromat objective 60X/0.80/S (WD=0.35mm) | 141
1101001703241 | CCIS EC Plan Achromat objective 100X/1.25/S-Oil (WD=0.15mm) | 141
Plan Phase objective(PB free)- EC-H PL PH (Positive Phase)
1101001702911 | CCIS Plan Phase objective EC-H PL Ph10X/0.25(WD=17.4mm)+ | 176
1101001702921 | CCIS Plan Phase objective EC-H PL Ph20X/0.45(WD=0.9mm)+ | 214
1101001702931 | CCIS Plan Phase objective EC-H PL Ph40X/0.65/S(WD=0.5mm)+ | 332
1101001402441 | CCIS Plan Phase objective EC-H PL Ph100X/1.25/S-Oil(WD=0.15mm)+ | 482
Plan Phase objective PB free)-EC-H PL PH (Negative Phase)
1101001703391 | CCIS Plan Phase objective EC-H PL Ph10X/0.25(WD=17.4mm)- | 176
1101001703401 | CCIS Plan Phase objective EC-H PL Ph20X/0.45(WD=0.9mm)- | 214
1101001703411 | CCIS Plan Phase objective EC-H PL Ph40X/0.65/S(WD=0.5mm)- | 332
1101001703421 | CCIS Plan Phase objective EC-H PL Ph100X/1.25/S-Oil(WD=0.15mm)- | 482
Phase Contrast
1101001901581 | Abbe condenser N.A. 0.90/1.25 with iris diaphragm and slot for sliders | 72
1101001100531 | 3-Position Phase slider for Ph1, Ph2, BF | 67
1101001100381 | Phase slider Ph1 | 62
1101001100391 | Phase slider Ph2, 20X-40X | 62
1101001100401 | Phase slider Ph3, 100X | 62
1101000300832 | Phase centering telescope | 90
1101001903141 | Phase contrast 5 position (BF, DF, PH1, PH2, PH3) turret condenser | 402
Darkfield
1101001900542 | Darkfield slider (4X-40X) | 102
Simple polarising
1101001900581 | Simple add on analyzer | 38
1101000300741 | Simple add on polarizer | 35
Photo and C-mount camera adapters
1101001901771 | 1X C-mount camera adapter (No lens) | 142
1101001901791 | 0.5X C-mount camera adapter for 1/3” and 1/2” chip sensors | 142
1101001901781 | 0.65X C-mount camera adapter for 2/3” chip sensors | 142
1101001904111 | 0.35X C-mount camera adapter for 1/3” chip sensors | 195
1101001901931 | Photo Adapter (requires one of the photo eyepieces below) | 112
1101000300442 | 2.5X photo eyepiece (to be used with Photo Adapter) | 199
1101000300452 | 4X photo eyepiece (to be used with Photo Adapter) | 156
Optional accessories
1101001900352 | Blue filter (Ø45mm) | 12
1101000300302 | Yellow filter (Ø45mm) | 17
1101000300312 | Green filter (Ø45mm) | 17
1101001900361 | Neutral density filter ND2 (Ø45mm) | 18
1101000300331 | Didymium filter | 69
1101001904131 | Specimen holder for 2 slides | 24
1101001904121 | Short x/y pole for BA210E and BA310E rackless stage (left hand control) | 37
1101001904051 | 3WLED module for BA210E/BA310E (4500K) | 86
1101001904061 | 3WLED module for BA210E/BA310E (6000K) | 86
1101001202211 | Aluminium case | 121
Replacements
1101002400452 | Quartz Halogen Lamp 6V/30W | 17
1101001300011 | Immersion Oil 5m | 6

## BA310
NORTH AMERICA Price List 2018
BA310 Series
Reference | Article | Price (USD)
2018
1100100401297 | BA310 Binocular | 1462
Binocular head Siedentopf type 30° inclined 360° rotating
Widefield high eyepoint eyepiece N-WF10X / 20mm with diopter
adjustment on both eyepieces, with rubber eyecup (paired)
Reversed quintuple nosepiece
CCIS EC Plan Achromat objectives 4x, 10x, 40x S, 100x S-oil
Built in low position coaxial mechanical stage (Right-hand control)
Focusable Abbe condenser N.A. 0.90 with iris diaphragm and slot
45mm blue filter, immersion oil (5ml), power cord, allen hexagonal key,
vinyl dust cover
Koehler illumination quartz halogen 6V/30W with intensity control
Universal Power Supply 100-240V
1100100401335 | BA310 Trinocular | 1644
Trinocular head Siedentopf type 30° inclined 360° rotating
(Light Split = 20/80)
Widefield high eyepoint eyepiece N-WF10X / 20mm with diopter
adjustment on both eyepieces, with rubber eyecup (paired)
Reversed quintuple nosepiece
CCIS EC Plan Achromat objectives 4x, 10x, 40x S, 100x S-oil
Built in low position coaxial mechanical stage (Right-hand control)
Focusable Abbe condenser N.A. 0.90 with iris diaphragm and slot
45mm blue filter, immersion oil (5ml), power cord, allen hexagonal key,
vinyl dust cover
Koehler illumination quartz halogen 6V/30W with intensity control
Universal Power Supply 100-240V
1100100401384 | BA310 LED Binocular | 1493
Binocular head Siedentopf type 30° inclined, 360 ° rotating
Widefield high eyepoint eyepiece N-WF10X / 20mm with diopter
adjustment on both eyepieces, with rubber eyecup (paired)
Reversed quintuple nosepiece
CCIS EC Plan Achromat objectives 4x, 10x, 40x S, 100x S-oil
Coaxial coarse and fine focusing adjustment
Built in low position coaxial mechanical stage (Right-hand control)
Focusable Abbe condenser N.A. 0.90 with iris diaphragm and slot
Immersion oil (5ml), power cord, allen hexagonal key, vinyl dust cover
LED illumination 3W with intensity control
Universal Power supply 100-240V
1100100401374 | BA310 LED Trinocular | 1675
Trinocular head Siedentopf type 30° inclined, 360° rotating
(Light Split = 20/80)
Widefield high eyepoint eyepiece N-WF10X / 20mm with diopter
adjustment on both eyepieces, with rubber eyecup (paired)
Reversed quintuple nosepiece
CCIS EC Plan Achromat objectives 4x, 10x, 40x S, 100x S-oil
Coaxial coarse and fine focusing adjustment
Built in low position coaxial mechanical stage (Right-hand control)
Focusable Abbe condenser N.A. 0.90 with iris diaphragm and slot
Immersion oil (5ml), power cord, allen hexagonal key, vinyl dust cover
LED illumination 3W with intensity control
Universal Power supply 100-240V
1100401200623 | BA310 Digital | 2680
Widefield high eyepoint eyepiece N-WF10X / 20mm with diopter
adjustment on both eyepieces, with rubber eyecup (paired)
Built-in Digital Live Hi-Res Imaging Chip
2048 x 1536 Resolution USB2.0
Reversed quintuple revolving nosepiece
CCIS EC Plan Achromat objectives 4x, 10x, 40x S, 100x S-oil
Coaxial coarse and fine focusing adjustment
Built in low position coaxial mechanical stage (Right-hand control)
Focusable Abbe condenser N.A. 0.9 with iris diaphragm and slot
45mm blue filter, immersion oil (5ml), power cord, allen hexagonal key,
vinyl dust cover
Koehler illumination quartz halogen 6V/30W with intensity control
Universal Power supply 100-240V
Motic Images Plus 2.0 for PC and MAC
Calibration Slide
1100100401633 | BAT-310-MVH-2 Dual Observation System (side by side) | 4823
BA-310 Trinocular Standard System (primary unit)
Externally mounted, centrable transmitted 6V/30W quartz halogen
Koehler illumination (powers whole system)
Binocular head Siedentopf type 30° (secondary unit)
Widefield high eyepoint eyepiece N-WF10X / 20mm with diopter
adjustment on both eyepieces, with rubber eyecup (paired)
Dual observation (side by side) optical bridge
LED pointer on primary unit
Adjustable height support apparatus for secondary unit (1 PC)
Note: Photo and C-mount camera adapters not included
1100100401125 | BA310 Main Body (right-hand stage) | 785
Reversed quintuple nosepiece
Mechanical stage with slider holder (right-hand control)
Koehler illumination quartz halogen 6V/30W with intensity control
45mm blue filter, immersion oil (5ml), power cord, allen hexagonal key,
vinyl dust cover
Universal Power supply 100-240V
1100100401133 | BA310LED Main Body (right-hand stage) | 817
Reversed quintuple nosepiece
Mechanical stage with slider holder (right-hand control)
Koehler illumination 3W LED with intensity control
Immersion oil (5ml), power cord, allen hexagonal key, vinyl dust cover
Universal Power supply 100-240V
1100100402211 | BA310 Main Body (left-hand stage) | 785
Reversed quintuple nosepiece
Mechanical stage with slider holder (left-hand control)
Koehler illumination quartz halogen 6V/30W with intensity control
45mm blue filter, immersion oil (5ml), power cord, allen hexagonal key,
vinyl dust cover
Universal Power supply 100-240V
1100100401137 | BA310 LED Main Body (left-hand stage) | 817
Reversed quintuple nosepiece
Mechanical stage with slider holder (left-hand control)
Koehler illumination 3W LED with intensity control
Immersion oil (5ml), power cord, allen hexagonal key, vinyl dust cover
Universal Power supply 100-240V
Eyepiece Tube
1101001903541 | Siedentopf binocular eyepiece tube 30° inclined, 360° rotating | 166
1101001903432 | Siedentopf trinocular eyepiece tube 30° inclined (Light Split 20/80), 360° rotating | 349
1101001903491 | Siedentopf trinocular eyepiece tube 30° inclined (Light Split 0/100), 360° rotating | 349
Eyepieces (per piece)
1101001403361 | N-WF10X/ 20mm focusable with diopter adjustment | 64
1101001402051 | N-WF12.5X/ 18mm, focusable with diopter adjustment (B.EYE44B) | 155
1101001402061 | N-WF15X/ 16mm, focusable with diopter adjustment (B.EYE30B) | 107
Reticle for N-WF Eyepiece (per piece)
1101001400141 | Cross line (25mm diameter) | 44
1101001401841 | Micrometer (100 divisions in 10mm) (25mm diameter) | 44
1101001401861 | Cross line with micrometer (100 divisions in 10mm) (25mm diameter) | 44
1101001401871 | Pointer (25mm diameter) | 44
EC Plan Achromat objectives (PB free) - EC PL
1101001703211 | CCIS EC Plan Achromat objective 4X/0.1 (WD=15.9mm) | 47
1101001703221 | CCIS EC Plan Achromat objective 10X/0.25 (WD=17.4mm) | 58
1101001703611 | CCIS EC Plan Achromat objective 20X/0.45 (WD=0.9mm) | 94
1101001703231 | CCIS EC Plan Achromat objective 40X/0.65/S (WD=0.5mm) | 94
1101001703621 | CCIS EC Plan Achromat objective 60X/0.80/S (WD=0.35mm) | 141
1101001703241 | CCIS EC Plan Achromat objective 100X/1.25/S-Oil (WD=0.15mm) | 141
Plan Phase Achromat Objectives EC-H PL PH
1101001702911 | CCIS EC-H PL Ph10X/0.25 | 176
1101001702921 | CCIS EC-H PL Ph20X/0.4 | 214
1101001702931 | CCIS EC-H PL Ph40X/0.65/S | 332
1101001402441 | CCIS EC-H PL Ph100X/1.25/S-Oil | 482
Phase Contrast Equipment
1101001901581 | Abbe condenser N.A. 0.90/1.25 w/ slot | 72
(to be used with phase slider or darkfield slider) for BA310
1101001100381 | Phase slider (Ph1) 10X | 62
1101001100391 | Phase slider (Ph2) 40X | 62
1101001100531 | Phase slider for 10X, 40X phase, centerable | 67
(to be used with EC-H Plan Phase objectives)
1101001903141 | Phase contrast 5 position (BF, DF, Ph1, Ph2, Ph3) Turret Condenser | 402
1101000300832 | Phase centering telescope | 90
Darkfield
1101001900542 | Simple darkfield slider (10X-40X) | 102
Simple Polarizing ( NOT applicable with LED illumination )
1101001900581 | Simple add on analyzer | 38
1101000300741 | Simple add on polarizer | 35
Photo and Video Adapters
1101001901771 | 1X C-mount camera adapter (No lens) | 142
1101001901781 | 0.65X C-mount camera adapter for 2/3” chip sensors | 142
1101001901791 | 0.5X C-mount camera adapter for 1/2” chip sensors | 142
1101001904111 | 0.35X C-mount camera adpater for 1/3” chip sensors | 195
1101001901931 | Photo Adapter (requires one of the photo eyepieces below) | 112
1101000300442 | 2.5X photo eyepiece (to be used with Photo Adapter) | 199
1101000300452 | 4X photo eyepiece (to be used with Photo Adapter) | 156
Optional Accessories
1101000300302 | 45mm Yellow filter | 17
1101000300312 | 45mm Green filter | 17
1101001900352 | 45mm Blue filter | 12
1101000300331 | 45mm Didymium filter | 69
1101001202211 | Aluminium case | 121
Replacements
1101002400452 | Quartz Halogen Lamp 6V/30W | 17
1101001300011 | Immersion Oil 5ml | 6
1101002400022 | LED Bulb Assembly | 35
Power Cords
1101008200601 | Power cord UL / CSA plug | 13

## BA310 POL
NORTH AMERICA Price List 2018
BA310 POL Series
Reference | Article | Price (USD)
2018
1100100402241 | BA310Pol Binocular | 3640
Binocular head Siedentopf type 30° inclined
Widefield high eyepoint eyepiece N-WF PL10X/20mm with diopter
adjustment on both eyepieces, cross hair on one eyepiece
Intermediate Tube with Rotatable Analyzer and Bertrand Lens
Reversed quadruple nosepiece
CCIS EC Plan Strain-free Objectives: 4X, 10X, 40X(S), 60X(S)
360º Circular Rotating Stage
Achromat Swing-out Condenser, N.A.0.9/0.13 (strain-free)
Rotatable Polarizer
Empty Insertion Plate
Blue filter, power cord, allen hexagonal key, vinyl dust cover
Koehler illumination quartz halogen 6V/30W with intensity control
Universal Power Supply 100-240V
1100100402251 | BA310Pol Trinocular | 3796
Trinocular head Siedentopf type 30° inclined (Light Split = 20/80)
Widefield high eyepoint eyepiece N-WF PL10X/20mm with diopter
adjustment on both eyepieces, cross hair on one eyepiece
Intermediate Tube with Rotatable Analyzer and Bertrand Lens
Reversed quadruple nosepiece
CCIS EC Plan Strain-free Objectives: 4X, 10X, 40X(S), 60X(S)
360º Circular Rotating Stage
Achromat Swing-out Condenser, N.A.0.9/0.13 (strain-free)
Rotatable Polarizer
Empty Insertion Plate
Blue filter, power cord, allen hexagonal key, vinyl dust cover
Koehler illumination quartz halogen 6V/30W with intensity control
Universal Power Supply 100-240V
1100100402261 | BA310Pol Trinocular | 3796
Trinocular head Siedentopf type 30° inclined (Light Split = 0/100)
Widefield high eyepoint eyepiece N-WF PL10X/20mm with diopter
adjustment on both eyepieces, cross hair on one eyepiece
Intermediate Tube with Rotatable Analyzer and Bertrand Lens
Reversed quadruple nosepiece
CCIS EC Plan Strain-free Objectives: 4X, 10X, 40X(S), 60X(S)
360º Circular Rotating Stage
Achromat Swing-out Condenser, N.A.0.9/0.13 (strain-free)
Rotatable Polarizer
Empty Insertion Plate
Blue filter, power cord, allen hexagonal key, vinyl dust cover
Koehler illumination quartz halogen 6V/30W with intensity control
Universal Power Supply 100-240V
ACCESSORIES
EYEPIECE TUBE
1101001903881 | Siedentopf Binocular Head 30° inclined | 203
1101001903871 | Siedentopf Trinocular Head 30° inclined (0:100) | 367
1101001903861 | Siedentopf Trinocular Head 30° inclined (20:80) | 367
EYEPIECES (per piece)
1101001403361 | N-WF PL 10X/20mm with diopter adjustment | 64
1101001403241 | N-WF PL 10X/20mm with cross hair & diopter adjustment | 108
RETICLE (per piece)
1101001400141 | Cross line | 44
1101001401841 | One way Reticle | 44
1101001401861 | Cross line with micrometer (100 divisions in 10mm) | 44
EF PLAN ACHROMAT OBJECTIVES - STRAIN-FREE
1101001703941 | CCIS EC Plan objective 4X (strain-free) | 99
1101001703951 | CCIS EC Plan objective 10X (strain-free) | 193
1101001703961 | CCIS EC Plan objective 20X (strain-free) | 259
1101001703971 | CCIS EC Plan objective 40X (strain-free) | 339
1101001703981 | CCIS EC Plan objective 60X (strain-free) | 519
CONDENSER
1101001901981 | Achromat Swing-out Condenser, N.A.0.9/0.13 (strain-free) | 260
STAGE ACCESSORIES
1101010800012 | Mechanical Stage | 396
PLATES & COMPENSATORS
1101006700152 | λ Tint Plate/ Compensator, λ, first order red | 99
1101006700162 | 1/4λ Retardation Plate | 109
1101006701051 | Quartz Wedge | 411
1101006700191 | Empty Insertion Plate | 27
PHOTO AND VIDEO ADAPTERS
1101001901771 | 1X C-mount camera adapter (no lens) | 142
1101001901781 | 0.65X C-mount camera adapter for 2/3” chip sensors | 142
1101001901791 | 0.5X C-mount camera adapter for 1/2” chip sensors | 142
1101001904111 | 0.35X C-mount camera adpater for 1/3” chip sensors | 195
1101001901931 | Photo Adapter (requires one of the photo eyepieces below) | 112
1101000300442 | 2.5X photo eyepiece (to be used with Photo Adapter) | 199
1101000300452 | 4X photo eyepiece (to be used with Photo Adapter) | 156
OPTIONAL ACCESSORIES
1101001900352 | Blue filter | 12
1101000300302 | Yellow filter | 17
1101000300312 | Green filter | 17
1101000300331 | Didymium filter | 69
1101001900361 | Neutral density filter | 18
REPLACEMENT
1101002400452 | Quartz Halogen Lamp 6V/30W | 17

## BA310MET
NORTH AMERICA Price List 2018
BA310Met
Reference | Article | Price (USD)
2018
1100100402144 | BA310Met Binocular | 3570
Binocular head Siedentopf type 30° inclined.
Interpupillary distance 55-75mm
Widefield high eyepoint eyepiece N-WF10X/ 20mm with diopter adjustment
on both eyepieces, with rubber eyecup (paired)
LM Plan objectives 5x, 10x, 20x , 50x
Coaxial course and fine focusing system
180mmx140mm hard coated stage with built- in low position coaxial stage control
12V/50W halogen Epi-illumination with external lamp house
Universal power supply 100-240V
Power cord, Allen hexagonal key, vinyl dust cover
1100100402045 | BA310Met Trinocular | 3749
Trinocular head Siedentopf type 30° inclined( split 20:80)
Interpupillary distance 55-75mm
Widefield high eyepoint eyepiece N-WF10X/ 20mm with diopter adjustment
on both eyepieces, with rubber eyecup (paired)
Reversed quintuple nosepiece
LM Plan objectives 5x, 10x, 20x , 50x
Coaxial course and fine focusing system
180mmx140mm hard coated stage with built- in low position coaxial stage control
12V/50W halogen Epi-illumination with external lamp house
Universal power supply 100-240V
Power cord, Allen hexagonal key, vinyl dust cover
1100100402494 | BA310Met Trinocular (Erect Image) | 3902
Trinocular head Siedentopf type 30° inclined (split 50:50)
Erect image
Interpupillary distance 55-75mm
Widefield high eyepoint eyepiece N-WF10X/ 20mm with diopter adjustment
on both eyepieces, with rubber eyecup (paired)
Reversed quintuple nosepiece
LM Plan objectives 5x, 10x, 20x , 50x
Coaxial course and fine focusing system
180mmx140mm hard coated stage with built- in low position coaxial stage control
12V/50W halogen Epi-illumination with external lamp house
Universal power supply 100-240V
Power cord, Allen hexagonal key, vinyl dust cover
1100100403584 | BA310Met-H Binocular | 3570
Binocular head Siedentopf type 30° inclined
Interpupillary distance 55-75mm
Widefield high eyepoint eyepiece N-WF10X/ 20mm with diopter adjustment
on both eyepieces, with rubber eyecup (paired)
Reversed quintuple nosepiece
LM Plan objectives 5x, 10x, 20x , 50x
Coaxial course and fine focusing block
The pole of stand
Stage with a 100x80mm stroke and a stage area 180x140mm
12V/50W halogen Epi-illumination with external lamp house
Universal power supply 100-240V
Power cord, Allen hexagonal key, vinyl dust cover
1100100403591 | BA310Met-H Trinocular | 3749
Triocular head Siedentopf type 30° inclined(split 20:80)
Interpupillary distance 55-75mm
Widefield high eyepoint eyepiece N-WF10X/ 20mm with diopter adjustment
on both eyepieces, with rubber eyecup (paired)
Reversed quintuple nosepiece
LM Plan objectives 5x, 10x, 20x , 50x
Coaxial course and fine focusing block
The pole of stand
Stage with a 100x80mm stroke and a stage area 180x140mm
12V/50W halogen Epi-illumination with external lamp house
Universal power supply 100-240V
Power cord, Allen hexagonal key, vinyl dust cover
1100100403604 | BA310Met-H Trinocular (Erect Image) | 3902
Triocular head Siedentopf type 30° inclined( split 50:50)
Interpupillary distance 55-75mm
Widefield high eyepoint eyepiece N-WF10X/ 20mm with diopter adjustment
on both eyepieces, with rubber eyecup (paired)
Reversed quintuple nosepiece
LM Plan objectives 5x, 10x, 20x , 50x
Coaxial course and fine focusing block
The pole of stand
Stage with a 100x80mm stroke and a stage area 180x140mm
12V/50W halogen Epi-illumination with external lamp house
Universal power supply 100-240V
Power cord, Allen hexagonal key, vinyl dust cover
1100100402504 | BA310Met-T Binocular (Stroke 3”x 2” Stage) | 3876
Binocular head Siedentopf type 30° inclined
Interpupillary distance 55-75mm
Widefield high eyepoint eyepiece N-WF10X/ 20mm with diopter adjustment
on both eyepieces, with rubber eyecup (paired)
Reversed quintuple nosepiece
LM Plan objectives 5x, 10x, 20x , 50x
Coaxial coarse and fine focusing system with tension adjustment
Stroke 3”x2” stage (a 75x50mm range and a stage area 240x140mm) with glass plate
N.A.0.85 condener
12V/50W halogen Epi-illumination with external lamp house
Universal power supply 100-240V
Koehler illumination quartz halogen 6V/30W with intensity control
Power supply 100-240V
45mm blue filter, power cord, Allen hexagonal key, vinyl dust cover
1100100402601 | BA310Met-T Trinocular (Stroke 3”x 2” Stage) | 4055
Trinocular head Siedentopf type 30° inclined( split 20:80)
Interpupillary distance 55-75mm
Widefield high eyepoint eyepiece N-WF10X/ 20mm with diopter adjustment
on both eyepieces, with rubber eyecup (paired)
Reversed quintuple nosepiece
LM Plan objectives 5x, 10x, 20x , 50x
Stroke 3”x2” stage (a 75x50mm range and a stage area 240x140mm) with glass plate
Coaxial coarse and fine focusing system with tension adjustment
N.A.0.85 condener
12V/50W halogen Epi-illumination with external lamp house
Universal power supply 100-240V
Koehler illumination quartz halogen 6V/30W with intensity control
Power supply 100-240V
45mm blue filter, power cord, Allen hexagonal key, vinyl dust cover
1100100402514 | BA310Met-T Binocular (Stroke 6”x 4” Stage) | 4147
Binocular head Siedentopf type 30° inclined
Interpupillary distance 55-75mm
Widefield high eyepoint eyepiece N-WF10X/ 20mm with diopter adjustment
on both eyepieces, with rubber eyecup (paired)
Reversed quintuple nosepiece
LM Plan objectives 5x, 10x, 20x , 50x
Stroke 6”x4” stage ( a 150x100mm range and a stage area 300x180mm) with glass plate
Coaxial coarse and fine focusing system with tension adjustment
N.A.0.85 condener
12V/50W halogen Epi-illumination with external lamp house
Universal power supply 100-240V
Koehler illumination quartz halogen 6V/30W with intensity control
Power supply 100-240V
45mm blue filter, power cord, Allen hexagonal key, vinyl dust cover
1100100402524 | BA310Met-T Trinocular (Stroke 6”x 4” Stage) | 4326
Trinocular head Siedentopf type 30° inclined (split 20:80)
Interpupillary distance 55-75mm
Widefield high eyepoint eyepiece N-WF10X/ 20mm with diopter adjustment
on both eyepieces, with rubber eyecup (paired)
Reversed quintuple nosepiece
LM Plan objectives 5x, 10x, 20x , 50x
Stroke 6”x4” stage ( a 150x100mm range and a stage area 300x180mm) with glass plate
Coaxial coarse and fine focusing system with tension adjustment
N.A.0.85 condener
12V/50W halogen Epi-illumination with external lamp house
Universal power supply 100-240V
Koehler illumination quartz halogen 6V/30W with intensity control
Power supply 100-240V
45mm blue filter, power cord, Allen hexagonal key, vinyl dust cover
1100100402544 | BA310Met-T Trinocular (Stroke 3”x 2” Stage) (Erect Image) | 4208
Triocular head Siedentopf type 30° inclined (split 50:50)
Interpupillary distance 55-75mm
Widefield high eyepoint eyepiece N-WF10X/ 20mm with diopter adjustment
on both eyepieces, with rubber eyecup (paired)
Reversed quintuple nosepiece
LM Plan objectives 5x, 10x, 20x , 50x
Stroke 3”x2” stage (a 75x50mm range and a stage area 240x140mm) with glass plate
Coaxial coarse and fine focusing system with tension adjustment
N.A.0.85 condener
12V/50W halogen Epi-illumination with external lamp house
Universal power supply 100-240V
Koehler illumination quartz halogen 6V/30W with intensity control
Power supply 100-240V
45mm blue filter, power cord, Allen hexagonal key, vinyl dust cover
1100100402534 | BA310Met-T Trinocular (Stroke 6”x 4” Stage) (Erect Image) | 4479
Triocular head Siedentopf type 30° inclined (split 50:50)
Interpupillary distance 55-75mm
Widefield high eyepoint eyepiece N-WF10X/ 20mm with diopter adjustment
on both eyepieces, with rubber eyecup (paired)
Reversed quintuple nosepiece
LM Plan objectives 5x, 10x, 20x , 50x
Stroke 6”x4” stage ( a 150x100mm range and a stage area 300x180mm) with glass plate
Coaxial coarse and fine focusing system with tension adjustment
N.A.0.85 condener
12V/50W halogen Epi-illumination with external lamp house
Universal power supply 100-240V
Koehler illumination quartz halogen 6V/30W with intensity control
Power supply 100-240V
45mm blue filter, power cord, Allen hexagonal key, vinyl dust cover
Accessories
Eyepiece Tubes
1101001903541 | Siedentopf binocular eyepiece tube 30° inclined, 360° rotating | 166
1101001903432 | Siedentopf trinocular eyepiece tube 30° inclined (Light Split 20/80), 360° rotating | 349
1101001904551 | Siedentopf Trinocular eyepiece tube 30° inclined (Light split 100:0/50:50) - erect image | 505
Eyepiece (per piece)
1101001403361 | N-WF10X/20mm focusable with diopter adjustment | 64
1101001402061 | N-WF15X/16mm, focusable with diopter adjustment | 107
1101001402231 | N-WF10X/ 22mm focusable with diopter adjustment | 81
Reticle For N-WF Eyepiece (per piece)
1101001401861 | Cross line with micrometer (100 divisions in 10mm) (25mm diameter) | 44
1101001401841 | Micrometer (100 divisions in 10mm) (25mm diameter) | 44
1101001400141 | Cross line (25mm diameter) | 44
LM PLAN Achromat Objectives
1101001704392 | LM Plan objective 5X / 0.13 (WD=20.3mm) (upright) | 111
1101001704402 | LM Plan objective 10X / 0.25(WD=17.5mm) (upright) | 255
1101001704601 | LM Plan objective 20X / 0.4 (WD=8.1mm) (upright) | 351
1101001704611 | LM Plan objective 50X / 0.55 (WD=8.4mm) (upright) | 845
1101001704512 | LM Plan objective 100X / 0.8 (WD=2mm) (upright) | 894
EC-M PLAN Achromat Objectives
1101001704621 | EC-M Plan objective 20X /0.45 (WD= 1 mm) | 214
1101001704631 | EC-M Plan objective 50X /0.75 (WD= 0.48mm) | 510
Simple Polarizing
1101001902441 | Polarizer for EPI illuminator | 34
1101001902431 | Analyzer for EPI illuminator | 53
Photo And Video Adapters
1101001901791 | 0.5X C-mount camera adapter for 1/2” chip sensors | 142
1101001901781 | 0.65X C-mount camera adapter for 2/3” chip sensors | 142
1101001901771 | 1X C-mount camera adapter (no lens) | 142
1101001901931 | Photo Adapter (requires one of the photo eyepieces below) | 112
1101000300442 | 2.5X photo eyepiece (to be used with Photo Adapter ) | 199
1101000300452 | 4X photo eyepiece (to be used with Photo Adapter ) | 156
Optional Accessories
1101001904201 | Slideglass holder for BA310Met-T | 51
1101001904211 | Wafer holder for BA310Met-T | 63
1101001900352 | Blue filter (Ø45mm) for BA310Met-T | 12
1101001904011 | Focusing Block for BA310MET-H | 640
1101000500172 | Blue filter (Ø32mm) for EPI illuminator | 8
1101001903271 | Frosted filter for EPI illuminator | 10
1101000301141 | Yellow filter (Ø32mm) for EPI illuminator | 16
1101000300341 | Green filter (Ø32mm) for EPI illuminator | 16
1101001904031 | EPI illuminator with quartz halogen 12V/50W | 1008
Spare bulbs
1101002402431 | Quartz Halogen Lamp 12V/50W for EPI illuminator | 17
1101002400452 | Quartz halogen lamp 6V/30W for BA310Met-T | 17
LED modules (Optional)
1101000201981 | 12V/3W LED module for EPI illuminator (4500K) | 143
1101000201982 | 12V/3W LED module for EPI illuminator (6000K) | 143
1101001904051 | 6V/3W LED module for BA310Met-T (4500K) | 86
1101001904061 | 6V/3W LED module for BA310Met-T (6000K) | 86

## BA410 ELITE
NORTH AMERICA Price List 2018
BA410 Elite
Reference | Article | Price (USD)
2018
1100100402971 | BA410 Elite 50W binocular Sextuple | 2968
Binocular head Siedentopf type 30°. inclined, 360° rotating
Widefield high eyepoint eyepiece WFPL 10X / 22mm with diopter adjustment
on both eyepieces, with rubber eyecup (paired)
Reversed sextuple nosepiece
CCIS Plan Achromat objectives EC-H PL4X, EC-H PL10X, EC-H PL40X S,
EC-H PL100X S-oil
Coaxial coarse and fine focusing adjustment
Built in low position rackless stage with right hand control
Achromat swing-out condenser N.A. 0.90 with iris diaphragm
45mm blue filter, immersion oil (5ml), power cord, allen hexagonal key,
vinyl dust cover
Koehler illumination quartz halogen 12V/50W with external lamp house and
intensity control
Universal Power Supply 100-240V UL
1100100402981 | BA410 Elite 50W Trinocular Sextuple (light split 80/20) | 3145
Trinocular head Siedentopf type 30° inclined, 360° rotating (light split 20/80)
Widefield high eyepoint eyepiece WFPL 10X / 22mm with diopter adjustment
on both eyepieces, with rubber eyecup (paired)
Reversed Sextuple nosepiece
CCIS Plan Achromat objectives EC-H PL4X, EC-H PL10X, EC-H PL40X S,
EC-H PL100X S-oil
Coaxial coarse and fine focusing adjustment
Built in low position rackless stage with right hand control
Achromat swing-out condenser N.A. 0.90 with iris diaphragm
45mm blue filter, immersion oil (5ml), power cord, allen hexagonal key,
vinyl dust cover
Koehler illumination quartz halogen 12V/50W with external lamp house and
intensity control
Universal Power Supply 100-240V UL
NEW CLINICAL APPLICATION PACKAGES
1100100403242 | BA410E Premium Phase Lab Package | 4639
Trinocular head Siedentopf type 30° inclined, 360° rotating (light split 20/80)
Widefield high eyepoint eyepiece WFPL 10X / 22mm with diopter adjustment
on both eyepieces, with rubber eyecup (paired)
Reversed Sextuple nosepiece
CCIS Plan Achromat objectives EC-H PL4X
CCIS Plan Phase objectives EC-H Ph10X, EC-H Ph40X S, EC-H Ph100X S-Oil
Coaxial coarse and fine focusing adjustment
Built in low position rackless stage with right hand control
Phase contrast 5 posisition (BF, DF, PH1, PH2, PH3) turret condenser
Phase Centering Telescope
45mm blue filter, immersion oil (5ml), power cord, allen hexagonal key,
vinyl dust cover
Koehler illumination quartz halogen 12V/50W and 12V/3W LED module (6000K) with external lamp house and intensity control
Universal Power Supply 100-240V UL
1100100403048 | BA410E Hematology Package | 5245
Ergonomic Binocular 4° to 30° tilting head Siedentopf type
Widefield high eyepoint eyepiece WFPL 10X / 22mm with diopter adjustment
on both eyepieces, with rubber eyecup (paired)
Reversed Sextuple nosepiece
CCIS Plan Achromat objectives EC-H PL10X, EC-H PL40X S, EC-H PL100X S-Oil
CCIS Plan UC FLUOR 50X/1.0 S-Oil
Coaxial coarse and fine focusing adjustment
Built in low position rackless stage with right hand control
Achromat swing-out condenser N.A. 0.90 with iris diaphragm
45mm blue filter, immersion oil (5ml), power cord, allen hexagonal key,
vinyl dust cover
Koehler illumination quartz halogen 12V/50W and 12V/3W LED module (6000K) with external lamp house and intensity control
Universal Power Supply 100-240V UL
1100100403047 | BA410E Pathology Package | 4921
Ergonomic Binocular 4° to 30° tilting head Siedentopf type
Widefield high eyepoint eyepiece WFPL 10X / 22mm with diopter adjustment
on both eyepieces, with rubber eyecup (paired)
Reversed Sextuple nosepiece
CCIS Plan Achromat objectives EC-H PL2X, EC-H PL4X, EC-H PL10X, EC-H PL20X
EC-H PL40X S
Coaxial coarse and fine focusing adjustment
Built in low position rackless stage with right hand control
Achromat swing-out condenser N.A. 0.90 with iris diaphragm
Simple add on Polarizer Analyzer slider with rotating mount (360° rotatable) Lambda/First Order Red Compensator
45mm blue filter, immersion oil (5ml), power cord, allen hexagonal key,
vinyl dust cover
Koehler illumination quartz halogen 12V/50W with external lamp house and intensity control
Universal Power Supply 100-240V UL
1100100403049 | BA410E Cytology Package | 4639
Ergonomic Binocular 4° to 30° tilting head Siedentopf type
Widefield high eyepoint eyepiece WFPL 10X / 22mm with diopter adjustment
on both eyepieces, with rubber eyecup (paired)
Reversed Sextuple nosepiece
CCIS Plan Achromat objectives EC-H PL2X, EC-H PL4X, EC-H PL10X, EC-H PL40X S
EC-H PL60X S
Coaxial coarse and fine focusing adjustment
Built in low position rackless stage with right hand control
Achromat swing-out condenser N.A. 0.90 with iris diaphragm
45mm blue filter, immersion oil (5ml), power cord, allen hexagonal key,
vinyl dust cover
Koehler illumination quartz halogen 12V/50W and 12V/3W LED module (6000K) with external lamp house and intensity control
Universal Power Supply 100-240V UL
Observation Optical Bridge - To Be Used With A Complete Set BA410 Elite
1101001904172 | Dual Observation Optical Bridge Side by Side | 2990
One additional head and one pair of eyepiece required and to be
ordered separately
1101001903071 | Three Head Observation Optical bridge | 3515
Two additional heads and two pairs of eyepiece required and to be
ordered separately
1101001903081 | Five Head Observation Optical Bridge | 5305
Four additional heads and four pairs of eyepiece required and to be
ordered separately
Modular System Ordering
1100100403044 | BA410 Elite 50W Main Body Sextuple | 1996
Reversed Sextuple nosepiece
Koehler illumination quartz halogen 12V/50W with external lamp house and
intensity control
45mm blue filter, immersion oil (5ml), power cord, allen hexagonal key,
vinyl dust cover
Power supply 100-240V UL
Head
1101001902851 | BA410 Bino head (without eyepiece) | 386
1101001902771 | BA410 Trino head (Light split 100:0, 20:80) (without eyepiece) | 564
1101003100101 | BA410 Trino head (Light split 100:0, 0:100) (without eyepiece) | 564
1101001902801 | BA410 Trino head (3 step Light split: 100:0, 20:80, 0:100) (without eyepiece) | 835
1101001902981 | Ergo head (without eyepiece) | 1135
1101001901231 | Ergo Plus head (without eyepiece, tilting & telescoping) | 1817
Eyepieces (per piece)
1101001402231 | N-WF PL 10X/ 22mm, with diopter adjustment | 81
1101001402051 | N-WF PL 12.5X/18mm, with diopter adjustment | 155
1101001402061 | N-WF PL 15X/ 16mm, with diopter adjustment | 107
Reticle
1101001401861 | Cross line with micrometer (100 divisions in 10mm) | 44
1101001401841 | Micrometer (100 divisions in 10mm) | 44
1101001400141 | Cross line | 44
Condensers
1101001900631 | Achromat Swing-out Condenser, N.A. 0.90 / 0.13 | 130
1101001901261 | LW Achromatic condenser N.A. 0.65 (WD = 10.8mm) | 349
1101001901581 | Abbe condenser to be used with sliders | 72
1101001903141 | Phase contrast 5 position (BF, DF, Ph1, Ph2, Ph3) Turret Condenser | 402
Plan Objectives (Lead Free) - EC-H PL
1101001702941 | CCIS EC-H PL 2x | 268
1101001702871 | CCIS EC-H PL 4X/ 0.1 | 86
1101001702881 | CCIS EC-H PL 10X/ 0.25 | 106
1101001401791 | CCIS EC-H PL 20X/ 0.40 | 161
1101001401801 | CCIS EC-H PL 40X/ 0.65/ S | 204
1101001702891 | CCIS EC-H PL 60X/ 0.85/ S | 247
1101001702901 | CCIS EC-H PL 100X/ 1.25/ S-Oil | 284
Plan Phase Objectives (Lead Free) - EC-H PL PH (Positive Phase)
1101001702911 | CCIS EC-H PL Ph10X/0.25 | 176
1101001702921 | CCIS EC-H PL Ph20X/0.4 | 214
1101001702931 | CCIS EC-H PL Ph40X/0.65/S | 332
1101001402441 | CCIS EC-H PL Ph100X/1.25/S-Oil | 482
Plan Phase Objectives (Lead Free) - EC-H PL PH (Negative Phase)
1101001703391 | CCIS EC-H PL Ph10X/0.25 | 176
1101001703401 | CCIS EC-H PL Ph20X/0.4 | 214
1101001703411 | CCIS EC-H PL Ph40X/0.65/S | 332
1101001703421 | CCIS EC-H PL Ph100X/1.25/S-Oil | 482
NEW Plan Apochromat Objectives
1101001705731 | Plan APOCHROMAT 4X/0.15 W.D.=20mm | 880
1101001705741 | Plan APOCHROMAT 10X/0.35 W.D.=4.2mm | 1035
1101001705751 | Plan APOCHROMAT 20X/0.65 W.D.=0.7mm | 1305
1101001705761 | Plan APOCHROMAT 20X/0.75 W.D.=0.55mm | 1600
1101001705771 | Plan APOCHROMAT 40X/0.95 W.D.=0.18mm | 2050
1101001705781 | Plan APOCHROMAT 100X/1.3 oil W.D.=0.25mm | 3160
NEW HPlan S Apochromat Objectives
1101001705381 | HPLAN SAPO 4X/0.13.W.D.=17.3MM, CG=0.17 | 400
1101001705391 | HPLAN SAPO 10x/0.3.W.D.=11.7MM, CG=0.17 | 640
1101001705401 | HPLAN SAPO 20x/0.5.W.D.=2.2MM, CG=0.17 | 775
1101001705411 | HPLAN SAPO 40x/0.75.W.D.=0.7MM, CG=0.17 | 960
1101001705421 | HPLAN SAPO 100x/1.3 OIL,W.D.=0.1MM, CG=0.17 | 1480
NEW HPlan S Apochromat No Cover Glass Objectives*
1101001705471 | HPLAN SAPO 10x/0.3.W.D.=11.7MM, CG=0 | 704
1101001705481 | HPLAN SAPO 20x/0.5.W.D.=2.2MM, CG=0 | 850
1101001705491 | HPLAN SAPO 40x/0.75.W.D.=0.7MM, CG=0 | 1060
1101001705501 | HPLAN SAPO 100x/1.3 OIL,W.D.=0.1MM, CG=0 | 1630
NEW Plan UC FLUOR Objectives
1101001705351 | PLAN UC FLUOR 4X/0.13, W.D - 17.3MM | 371
1101001705361 | PLAN UC FLUOR 10X/0.3, W.D. = 11.7MM, CG=0.17 | 609
1101001705511 | PLAN UC FLUOR 20X/0.5, W.D=2.2MM, CG=0.17 | 683
1101001705041 | PLAN UC FLUOR 40X/0.75, W.D=0.7MM, CG=0.17 | 824
1101001705571 | PLAN UC FLUOR 50X/1.0 OIL, W.D=0.17MM, CG=0.17 | 923
1101001705371 | PLAN UC FLUOR 100X/1.3 OIL, W.D=0.1MM, CG=0.17 | 1715
NEW Plan UC FLUOR No Cover Glass Objectives*
1101001705431 | PLAN UC FLUOR 10X/0.3, W.D. = 11.7MM, CG=0 | 710
1101001705441 | PLAN UC FLUOR 20X/0.5, W.D=2.2MM, CG=0 | 890
1101001705451 | PLAN UC FLUOR 40X/0.75, W.D=0.7MM, CG=0 | 1045
1101001705461 | PLAN UC FLUOR 100X/1.3 OIL, W.D=0.1MM, CG=0 | 1920
*Check availability for No Cover glass objectives
Stages
1101001904721 | Rackless stage with specimen holder for 2 slides | 206
1101001902791 | Rack and pinion stage with specimen holder for 2 slides | 169
Polarizing Equipment
1101001900662 | Simple plug in Polarizer | 54
1101000300741 | Simple add on Polarizer | 35
1101001900791 | Analyzer slider with rotating mount (360° rotatable) | 115
1101001900781 | Compensator, λ, first order red | 342
Camera & Photomicroscopy Attachment
1101001901771 | 1X C-mount camera adapter (no lens) | 142
1101001901781 | 0.65X C-mount camera adpater for 2/3” chip sensors | 142
1101001901791 | 0.5X C-mount camera adpater for 1/2” chip sensors | 142
1101001904111 | 0.35X C-mount camera adapter for 1/3” chip sensors | 195
1101001901931 | Photo Adapter (requires one of the photo eyepieces below) | 112
1101000300442 | 2.5X photo eyepiece (to be used with Photo Adapter) | 199
1101000300452 | 4X photo eyepiece (to be used with Photo Adapter) | 156
Sliders (To Be Used With Abbe Condenser With Slot)
1101001100531 | Phase slider (Ph1 & Ph2) | 67
1101001100381 | Phase slider (Ph1) | 62
1101001100391 | Phase slider (Ph2) | 62
1101001100401 | Phase slider (Ph3) | 62
1101001900542 | Darkfield slider | 102
EF-UPR EPI-Fluorescence Attachment
1101000202171 | Complete Epi-Fluorescence Attachment for BA | 4785
consists of the following individually listed parts:
1101000202161 | Epi-Fluorescence attachment with filter cassette | 1576
1101002404041 | Mercury Lamp 100W | 558
1101000202151 | Lamphouse HBO 100W, collector Lens and Mercury Lamp socket | 936
1101007800041 | Starter unit HBO 100W | 1630
1101001701801 | Lamp centering tool | 85
1101008200601 | Power cord | 13
Standard Fluorescence Filter Sets
1101000203271 | DAPI/Hoechst/AlexaFluor 350 | 930
Exciter D350/50x
Dichroic 400DCLP
Emitter D460/50m
1101000203281 | EGFP/FITC/Cy2/AlexaFluor 488 | 930
Exciter AT480/30x
Dichroic AT505DC
Emitter AT535/40m
1101000200851 | MB-1 | 930
Exciter D470/40x
Dichroic 495DCLP
Emitter E515lpv2
1101000203291 | TRITC/Cy3/TagRFP/AlexaFluor 546 | 930
Exciter AT540/25x
Dichroic AT565DC
Emitter AT605/55m
1101000203301 | Texas Red/mCherry/AlexaFIuor 594 | 930
Exciter D560/40x
Dichroic 595DCLP
Emitter D630/60m
1101000200161 | Cy5, Alexa Fluor 633, Alexa Fluor 647 Set: | 949
Exciter HQ620/60x
Dichroic Q660LP
Emitter HQ700/75m
1101000200091 | Cyan GFP Set: | 930
Exciter D436/20x
Dichroic 455DCLP
Emitter D480/40m
1101000200101 | Endow GFP Bandpass Emission Set: | 1108
Exciter HQ470/40x
Dichroic Q495LP
Emitter HQ525/50m
1101000200111 | Yellow GFP BP (10C/Topaz) Set: | 949
Exciter HQ500/20x
Dichroic Q515LP
Emitter HQ535/30m
1101000200172 | Empty Set | 169
Optional Accessories
1101001300011 | Immersion oil 5ml | 6
1101001300081 | Immersion oil type HF 5ml for Fluorescence | 10
1101000300832 | Phase centering telescope | 90
1101001900752 | Eye level risers (20mm) | 64
1101000300302 | Yellow filter (45mm diameter) | 17
1101000300312 | Green filter (45mm diameter) | 17
1101001900352 | Blue filter (45mm diameter) | 12
1101001900302 | Green interference filter (45mm diameter) | 33
1101001900361 | Neutral density filter N.D.2 (45mm diameter) | 18
1101000300331 | Didymium filter (45mm diameter) | 69
1101001901451 | Left armrest | 11
1101001901461 | Right armrest | 11
1101001904321 | Clear Glass | 12
1101001904731 | Neutral density filter ND6 (T=6%, 37mm) | 18
1101001904741 | Neutral density filter ND25 (T=25%, 37mm) | 18
1101001904751 | Blue filter (37mm diameter) | 12
Replacements
1101002402431 | Halogen Lamp 12V/50W | 17
1101002403781 | Halogen Lamp 12V/100W | 17
1101000201981 | 12V/3W LED module for EPI illuminator (4500K) | 143
1101000201982 | 12V/3W LED module for EPI illuminator (6000K) | 143

## AE2000
NORTH AMERICA Price List 2018
AE2000 Series
Reference | Article | Price (USD)
2018
1100103800016 | AE2000 Binocular Inverted Microscope - Basic Package | 2289
Binocular head Siedentopf type 45° inclined
Widefield high eyepoint eyepiece 10X / 20mm (paired), focusable
Side facing quadruple nosepiece
CCIS Plan Achromat objective PL PH4x, PL PH 10x
ELWD N.A. 0.30 condenser
Phase slider Ph0, BF, Ph1
Centering telescope
Plain Stage with metal & glass stage inserts
Halogen illumination 6V/30W with intensity control
45mm blue, Green Interference and Diffusion filters with filter slider
Allen hexagonal key, vinyl dust cover, power cord
Universal Power Supply 100-240V
1100103800042 | AE2000 Binocular Inverted Microscope with PL PH 20x | 2583
Binocular head Siedentopf type 45° inclined
Widefield high eyepoint eyepiece 10X / 20mm (paired), focusable
Side facing quadruple nosepiece
CCIS Plan Achromat objective PL PH4x, PL PH 10x, PL PH 20x
ELWD N.A. 0.30 condenser
Phase slider Ph0, BF, Ph1
Centering telescope
Plain Stage with metal & glass stage inserts
Halogen illumination 6V/30W with intensity control
45mm blue, Green Interference and Diffusion filters with filter slider
Allen hexagonal key, vinyl dust cover, power cord
Universal Power Supply 100-240V
1100103800025 | AE2000 Trinocular Inverted Microscope - Basic Package | 2717
Trinocular head Siedentopf type 45° inclined (Light Split: 20/80)
Widefield high eyepoint eyepiece 10X / 20mm (paired), focusable
Side facing quadruple nosepiece
CCIS Plan Achromat objective PL PH4x, PL PH 10x
ELWD N.A. 0.30 condenser
Phase slider Ph0, BF, Ph1
Centering telescope
Plain Stage with metal & glass stage inserts
Halogen illumination 6V/30W with intensity control
45mm blue, Green Interference and Diffusion filters with filter slider
Allen hexagonal key, vinyl dust cover, power cord
Universal Power Supply 100-240V
1100103800029 | AE2000 Trinocular Inverted Microscope - with PL PH 20x | 3011
Trinocular head Siedentopf type 45° inclined (Light Split: 20/80)
Widefield high eyepoint eyepiece 10X / 20mm (paired), focusable
Side facing quadruple nosepiece
CCIS Plan Achromat objective PL PH4x, PL PH 10x, PL PH 20x
ELWD N.A. 0.30 condenser
Phase slider Ph0, BF, Ph1
Centering telescope
Plain Stage with metal & glass stage inserts
Halogen illumination 6V/30W with intensity control
45mm blue, Green Interference and Diffusion filters with filter slider
Allen hexagonal key, vinyl dust cover, power cord
Universal Power Supply 100-240V
AE2000 Accessories
Eyepieces (per piece)
1101001403361 | N-WF PL 10x/20mm with diopter adjustment | 64
1101001402051 | N-WF PL 12.5x/18mm with diopter adjustment | 155
1101001402061 | N-WF PL 15x/16mm with diopter adjustment | 107
Plan Achromatic Objectives - PL
1101001703291 | CCIS Plan Achromat PL 4X N.A. 0.1 / W.D.12.6 | 97
1101001703271 | CCIS Plan Achromat PL 10X N.A. 0.25 / W.D. 16.8 | 140
1101001703251 | CCIS Plan Achromat LWD PL 20X N.A.0.3 / W.D. 4.7 | 214
1101001703261 | CCIS Plan Achromat LWD PL 40X N.A. 0.5 / W.D. 3 | 290
Plan Achomatic Phase Objectives - PL PH
1101001703281 | CCIS Plan Achromat Phase PL Ph0 4X, N.A. 0.10 / W.D. 12.6 | 140
1101001703091 | CCIS Plan Achromat Phase PL Ph1 10X, N.A. 0.25 / W.D. 4.1 | 183
1101001703102 | CCIS Plan Achromat Phase LWD PL Ph1 20X, N.A. 0.3 / W.D. 4.7 | 257
1101001703112 | CCIS Plan Achromat Phase LWD PL Ph1 40X, N.A. 0.5 / W.D. 3.0 | 332
Condensers
1101000202571 | N.A.0.30 (W.D.72mm) | 300
1101000201551 | N.A.0.40 (W.D.54mm) | 536
1101000202011 | N.A.0.50 (W.D.28mm) | 645
Phase Contrast Accessories
1101009700092 | Phase slider, centerable, BF, centerable | 143
1101000201641 | Phase Stop Ph0 (PL Ph4x) | 37
1101000201651 | Phase Stop Ph1 (PL Ph 10x, PL Ph 20x) | 37
1101000300832 | Phase centering telescope | 90
Stage Accessories
1101000201391 | Glass stage insert | 18
1101000202871 | Metal stage insert | 37
1101000200493 | Auxiliary Stage (paired) | 32
1101000200011 | Attachable mechanical stage with well plate holder (128 x 86 mm) | 665
1101000200272 | 35mm Petri dish holder | 59
1101000200282 | 54mm Petri dish holder | 59
1101000200262 | 65mm Petri dish holder | 59
1101000200292 | Haemocytometer holder | 59
Filters
1101001900352 | Blue filter 45mm | 12
1101001900302 | Green interference filter 45mm | 33
1101000300291 | Ground glass filter 45mm | 16
1101000300331 | Didymium filter 45mm | 69
1101009700171 | Neutral Density filter with mount | 33
Photo and C-Mount Camera Adapters
1101001901771 | 1X C-mount camera adapter (no lens) | 142
1101001901781 | 0.65X C-mount camera adapter for 2/3” chip sensors | 142
1101001901791 | 0.5X C-mount camera adapter for 1/2” chip sensors | 142
1101001904111 | 0.35X C-mount camera adpater for 1/3” chip sensors | 195
1101001901931 | Photo Adapter (requires one of the photo eyepieces below) | 112
1101000300442 | 2.5X photo eyepiece (to be used with Photo Adapter) | 199
1101000300452 | 4X photo eyepiece (to be used with Photo Adapter) | 156
Additional Illumination Options (Switchable Halogen-LED Light Source)
1101000201562 | 4500K LED Bulb Module | 86
1101000201561 | 6000K LED Bulb Module | 86
Replacements
1101002400452 | Halogen Lamp 6V/30W | 17
1101001206421 | AE Dust Cover | 7

## AE2000 MET
NORTH AMERICA Price List 2018
AE2000 MET Series
Reference | Article | Price (USD)
2018
1100103800151 | AE2000MET Trinocular with 50W illumination | 4019
Trinocular head Siedentopf type 45° inclined, 360° swiveling (light split 100:0/20:80)
Widefield high eyepoint eyepiece 10X / 20mm (paired), focusable
Side facing quintuple nosepiece
Mechanical stage with metal stage insert
Halogen illumination 12V/50W with external lamp house and intensity control
Blue filter, allen hexagonal key, vinyl dust cover, power cord
Universal Power Supply 100-240V
1100103800171 | AE2000MET Trinocular with 100W illumination | 4576
Trinocular head Siedentopf type 45° inclined, 360° swiveling (light split 100:0/20:80)
Widefield high eyepoint eyepiece 10X / 20mm (paired), focusable
Side facing quintuple nosepiece
Mechanical stage with metal stage insert
Halogen illumination 12V/100W with external lamp house and intensity control
Blue filter, allen hexagonal key, vinyl dust cover, power cord
Universal Power Supply 100-240V
ACCESSORIES
EYEPIECES (per piece)
1101001403361 | N-WF PL 10x/20mm with diopter adjustment | 64
LM Plan BD OBJECTIVES FOR BRIGHT FIELD AND DARK FIELD OBSERVERATION
1101001704241 | LM Plan BD 5X N.A. 0.13 / W.D.17.3 | 281
1101001704251 | LM Plan BD 10X N.A. 0.25 / W.D. 16.3 | 522
1101001704261 | LM Plan BD 20X N.A.0.4 / W.D. 7.3 | 685
1101001704271 | LM Plan BD 50X N.A. 0.55 / W.D. 7.2 | 1325
1101001704801 | LM Plan BD 100X N.A.0.8 / W.D. 1.7 | 1663
LM PLAN OBJECTIVES FOR BRIGHT FIELD OBSERVATION
1101001704391 | LM Plan 5X N.A. 0.13 / W.D.20.3 | 111
1101001704401 | LM Plan 10X N.A. 0.25 / W.D. 17.5 | 255
1101001704411 | LM Plan 20X N.A.0.4 / W.D. 8.1 | 351
1101001704421 | LM Plan 50X N.A. 0.55 / W.D. 8.4 | 845
1101001704511 | LM Plan 100X N.A. 0.8 / W.D. 2 | 894
Adapter for Bright Field Observation
1101010400011 | Adapter for Bright Field Observation(to be used with LM Plan objectives) | 31
Stage Accessories
1101000202561 | Round plate stage insert | 52
1101000202551 | Oval plate stage insert | 52
PHOTO AND C-MOUNT CAMERA ADAPTERS
1101001901771 | 1X C-mount camera adapter (no lens) | 142
1101001901781 | 0.65X C-mount camera adpater for 2/3" chip sensors | 142
1101001901791 | 0.5X C-mount camera adpater for 1/2" chip sensors | 142
1101001901931 | Photo Adapter (requires one of the photo eyepieces below) | 112
1101000300442 | 2.5X photo eyepiece (to be used with Photo Adapter) | 199
1101000300452 | 4X photo eyepiece (to be used with Photo Adapter) | 156
FILTERS
1101000202081 | Blue filter | 11
1101000202091 | Green filter | 10
1101000202101 | Didymium filter | 102
1101000202111 | Polarizer | 34
1101000202121 | Analyzer | 113
Spare bulbs
1101002402431 | Quartz Halogen Lamp 12V/50W for EPI illuminator | 17
LED modules (Optional)
1101000201981 | 12V/3W LED module for EPI illuminator (4500K) | 143
1101000201982 | 12V/3W LED module for EPI illuminator (6000K) | 143

## AE31 ELITE
NORTH AMERICA Price List 2018
AE31 ELITE Series
Reference | Article | Price (USD)
2018
1100100200562 | AE31 Elite 30W Binocular Inverted Microscope | 3269
Siedentopf binocular tube 45° inclined
WF PL 10X/22mm high eyepoint eyepiece, with diopter adjustment and rubber eyecup
Side facing quintuple nosepiece
CCIS Plan Achromat objective PL4X
CCIS Plan Achromat phase objective PL Ph10X, LWD PL Ph20X
ELWD N.A. 0.30 (W.D. 72mm) condenser
Phase slider Ph0, BF, Ph1
Phase centering telescope
Plain Stage, glass and metal stage inserts,
Halogen illumination 6V/30W with intensity control
45mm blue, ground glass and green interference filter
Power cord, allen hexagonal key, vinyl dust cover
Universal Power Supply 100-240V UL
1100100200574 | AE31 Elite 30W Trinocular Inverted Microscope | 3698
Siedentopf Trinocular tube 45° inclined (light split: 20/80)
WF PL 10X/22mm high eyepoint eyepiece, with diopter adjustment and rubber eyecup
Side facing quintuple nosepiece
CCIS Plan Achromat objective PL4X
CCIS Plan Achromat phase objective PL Ph10X, LWD PL Ph20X
ELWD N.A. 0.30 (W.D. 72mm) condenser
Phase slider Ph0, BF, Ph1
Phase centering telescope
Plain Stage, glass and metal stage inserts,
Halogen illumination 6V/30W with intensity control
45mm blue, ground glass and green interference filter
Power cord, allen hexagonal key, vinyl dust cover
Universal Power Supply 100-240V UL
Modular System
1100100200604 | AE31 Elite Main Body | 1921
Siedentopf binocular tube 45° inclined
Halogen illumination 6V/30W with intensity control
Side facing quintuple nosepiece
Plain stage
45mm blue, ground glass and green interference filter,
Power cord, allen hexagonal key, vinyl dust cover
Universal Power Supply 100-240V UL
1100100200614 | AE31 Elite Trinocular Main Body (20/80) | 2349
Siedentopf trinocular tube 45° inclined (light split 20/80)
Halogen illumination 6V/30W with intensity control
Side facing quintuple nosepiece
Plain stage
45mm blue, ground glass and green interference filter
Power cord, allen hexagonal key, vinyl dust cover
Universal Power Supply 100-240V UL
1100100200707 | AE31 Elite Trinocular Main Body (0/100) | 2349
Siedentopf trinocular tube 45° inclined (light split 0/100)
Halogen illumination 6V/30W with intensity control
Side facing quintuple nosepiece
Plain stage
45mm blue, ground glass and green interference filter
Power cord, allen hexagonal key, vinyl dust cover
Universal Power Supply 100-240V UL
Eyepieces
1101001402231 | WF PL 10X/22mm, with diopter adjustment | 81
1101001402051 | WF PL 12.5X/18mm, with diopter adjustment | 155
1101001402061 | WF PL 15X/16mm, with diopter adjustment | 107
Reticle (per piece)
1101001401861 | Cross line with micrometer (100 divisions in 10mm) | 44
1101001401841 | Micrometer (100 divisions in 10mm) | 44
1101001400141 | Cross line | 44
Plan Achromatic Objectives - PL
1101001703291 | CCIS Plan Achromat PL 4X N.A. 0.1 / W.D.12.6 | 97
1101001703271 | CCIS Plan Achromat PL 10X N.A. 0.25 / W.D. 16.8 | 140
1101001703251 | CCIS Plan Achromat LWD PL 20X N.A.0.3 / W.D. 4.7 | 214
1101001703261 | CCIS Plan Achromat LWD PL 40X N.A. 0.5 / W.D. 3 | 290
Plan Achomatic Phase Objectives - PL PH
1101001703281 | CCIS Plan Achromat Phase PL Ph0 4X, N.A. 0.10 / W.D. 12.6 | 140
1101001703091 | CCIS Plan Achromat Phase PL Ph1 10X, N.A. 0.25 / W.D. 4.1 | 183
1101001703102 | CCIS Plan Achromat Phase LWD PL Ph1 20X, N.A. 0.3 / W.D. 4.7 | 257
1101001703112 | CCIS Plan Achromat Phase LWD PL Ph1 40X, N.A. 0.5 / W.D. 3.0 | 332
Condenser
1101000202481 | N.A. 0.30 (W.D. 72mm) condenser | 326
1101000202491 | N.A. 0.5 (W.D. 28mm) condenser | 568
Phase Contrast Equipment
1101009700092 | Phase slider, centrable BF | 143
1101000202381 | Phase stop 0.3 Ph0 | 37
1101000202391 | Phase stop 0.3 Ph1 | 37
1101000202411 | Phase stop 0.5 Ph0 | 37
1101000202421 | Phase stop 0.5 Ph1 | 37
1101000300832 | Phase centering telescope | 90
Stage Accessories
1101000201391 | Glass stage insert | 18
1101000202871 | Metal stage insert | 37
1101000200493 | Auxiliary Stage (paired) | 32
1101000200011 | Universal attachable mechanical stage with well plate holders (128 x 86 mm) | 665
1101000200252 | Well plate holder (132 x 88 mm) | 84
1101000200272 | 35mm Petri dish holder | 59
1101000200282 | 54mm Petri dish holder | 59
1101000200262 | 65mm Petri dish holder | 59
1101000200292 | Haemocytometer holder | 59
Photo and C-Mount Camera Adapters
1101001901771 | 1X C-mount camera adapter (no lens) | 142
1101001901781 | 0.65X C-mount camera adapter for 2/3” chip sensors | 142
1101001901791 | 0.5X C-mount camera adapter for 1/2” chip sensors | 142
1101001904111 | 0.35X C-mount camera adpater for 1/3” chip sensors | 195
1101001901931 | Photo Adapter (requires one of the photo eyepieces below) | 112
1101000300442 | 2.5X photo eyepiece (to be used with Photo Adapter) | 199
1101000300452 | 4X photo eyepiece (to be used with Photo Adapter) | 156
Additional Illumination Options (Switchable Halogen-LED Light Source)
1101000201562 | 4500K LED Bulb Module | 86
1101000201561 | 6000K LED Bulb Module | 86
EF-INV EPI-Fluorescence Attachment
1101000202651 | Complete EPI-Fluorescence Attachment for AE31 ELITE | 4504
consists of the following individually listed parts:
1101000202072 | Epi-Fluorescence attachment with filter cassette | 1295
1101002404041 | Mercury Lamp 100W | 558
1101000202151 | Lamphouse HBO 100W, Collector Lens and Mercury Lamp socket | 936
for HBO 100W
1101007800041 | Starter unit HBO 100W | 1630
1101001701781 | Lamp centering tool | 71
1101008200601 | Power cord | 13
Standard Fluorescence Filter Sets
1101000203271 | DAPI/Hoechst/AlexaFluor 350 | 930
Exciter D350/50x
Dichroic 400DCLP
Emitter D460/50m
1101000203281 | EGFP/FITC/Cy2/AlexaFluor 488 | 930
Exciter AT480/30x
Dichroic AT505DC
Emitter AT535/40m
1101000200851 | MB-1 | 930
Exciter D470/40x
Dichroic 495DCLP
Emitter E515lpv2
1101000203291 | TRITC/Cy3/TagRFP/AlexaFluor 546 | 930
Exciter AT540/25x
Dichroic AT565DC
Emitter AT605/55m
1101000203301 | Texas Red/mCherry/AlexaFIuor 594 | 930
Exciter D560/40x
Dichroic 595DCLP
Emitter D630/60m
1101000200161 | Cy5, Alexa Fluor 633, Alexa Fluor 647 Set: | 949
Exciter HQ620/60x
Dichroic Q660LP
Emitter HQ700/75m
1101000200091 | Cyan GFP Set: | 930
Exciter D436/20x
Dichroic 455DCLP
Emitter D480/40m
1101000200101 | Endow GFP Bandpass Emission Set: | 1108
Exciter HQ470/40x
Dichroic Q495LP
Emitter HQ525/50m
1101000200111 | Yellow GFP BP (10C/Topaz) Set: | 949
Exciter HQ500/20x
Dichroic Q515LP
Emitter HQ535/30m
1101000200172 | Empty Set | 169
Optional Accessories
1101001900352 | Blue filter 45mm | 12
1101001900302 | Green interference filter 45mm | 33
1101000300291 | Ground glass filter 45mm | 16
1101000300331 | Didymium filter 45mm | 69
1101009700171 | Neutral Density filter with mount for phase slider | 33
1101000200301 | 45mm Neutral Density filter N.D.2 | 18
1101000201381 | ND Filter | 18
1101001300011 | Immersion Oil 5ml (MOQ 10 pcs) | 6
1101001300081 | Immersion oil type HF 5ml for Fluorescence (MOQ 10 pcs) | 10
1101008300311 | 5mm Allen Key | 5
1101008300281 | 2mm Allen Key | 5
1101008300261 | 1.5mm Allen Key | 2
1101008300551 | T-head Allen Key 3mm | 10
1101001206421 | AE Dust Cover | 7
Additional Illumination Options (Switchable Halogen-LED Light Source)
1101000201562 | 4500K LED Bulb Module | 86
1101000201561 | 6000K LED Bulb Module | 86
Replacements
1101002400452 | Quartz Halogen Lamp 6V/30W | 17
1101002403781 | Halogen Lamp 12V/100W | 17

## Digital
NORTH AMERICA Price List 2018
Digital Series
Reference | Article | Price (USD)
2018
1100401200615 | BA210 Digital | 2112
Wide field high eyepoint eyepiece N-WF10X / 20mm with diopter
adjustment on both eyepieces, with rubber eyecup (paired)
Built-in Digital Live Hi-Res Imaging Chip
2048x 1536 Resolution USB2.0
Reversed quadruple revolving nosepiece
CCIS EC Plan Achromat objectives 4x, 10x, 40x S, 100x S-oil
Coaxial coarse and fine focusing adjustment
Built in low position coaxial mechanical stage (Right-hand control)
Focusable Abbe condenser N.A. 1.25 with iris diaphragm and slot
45mm blue filter, immersion oil (5ml), power cord, allen hexagonal key,
Vinyl dust cover
Built in halogen illumination 6V/30W with intensity control
Universal Power supply 100-240V
Motic Images Plus 2.0 for PC and MAC
Calibration Slide
1100401200623 | BA310 Digital | 2680
Widefield high eyepoint eyepiece N-WF10X / 20mm with diopter
adjustment on both eyepieces, with rubber eyecup (paired)
Built-in Digital Live Hi-Res Imaging Chip
2048 x 1536 Resolution USB2.0
Reversed quintuple revolving nosepiece
CCIS EC Plan Achromat objectives 4x, 10x, 40x S, 100x S-oil
Coaxial coarse and fine focusing adjustment
Built in low position coaxial mechanical stage (Right-hand control)
Focusable Abbe condenser N.A. 0.9 with iris diaphragm and slot
45mm blue filter, immersion oil (5ml), power cord, allen hexagonal key,
vinyl dust cover
Koehler illumination quartz halogen 6V/30W with intensity control
Universal Power supply 100-240V
Motic Images Plus 2.0 for PC and MAC
Calibration Slide
1100500200191 | DM-143-FBGG-C | 1427
Widefield eyepieces WF10/20mm on Binocular Stereo Head
Built-in Digital Live Hi-Res Imaging Chip
2048x1536 Resolution USB2.0
Zoom-Type Objective 1X-4X 1:4 Ratio
Pole-Type Stand with Large Working Base
Reversible Stage Plate Black/White
Frosted Glass Stage Plate
12V/10W Halogen Incident Illumination
12V/10W Halogen Transmitted Illumination
Switching Power Supply 100V-240V
Motic Images Plus 2.0ML for PC and MAC
Dust Cover
Calibration Slide
* For Accessories please check theSMZ140 price list
Attachable Moticam
1100600100601 | Moticam 1 | 199
Attachable Microscopy Camera 800x600 live resolution with USB cable,
Calibration Slide
Macro Tube
Focusable Lens
2x Eyepiece Adapters
Motic Images Plus 2.0 for PC and MAC
1100600100611 | Moticam 2 | 349
Attachable Microscopy Camera 2.0MP live resolution with USB cable
Calibration Slide
Macro Tube
Focusable Lens
2x Eyepiece Adapters
Motic Images Plus 2.0 for PC and MAC
1100600100791 | Moticam 3+ | 699
Attachable USB 3.0 Microscopy Camera 3.0MP live resolution with USB 3 cable
Calibration Slide
Macro Tube
Focusable Lens
2x Eyepiece Adapters
Motic Images Plus 3.0 for PC and MAC
1100600100801 | Moticam 5+ | 899
Attachable USB 3.0 Microscopy Camera 5.0MP live resolution with USB 3 cable
Calibration Slide
Macro Tube
Focusable Lens
2x Eyepiece Adapters
Motic Images Plus 3.0 for PC and MAC
1100600100871 | Moticam 10+ | 1099
Attachable USB 3.0 Microscopy Camera 10.0MP live resolution with USB 3 cable
Calibration Slide
Macro Tube
Focusable Lens
2x Eyepiece Adapters
Motic Images Plus 3.0 for PC and MAC
1100600100831 | Moticam 1080 | 999
Attachable Microscopy Camera 8.0MP capture resolution onto SD Card slot
1080p through HDMI,
1920 x 1080 through USB connection,
Focusable Lens,
Calibration Slide,
HDMI Cable,
USB Cable
Power Supply
Analog Video Cable
Motic Images Plus 3.0 for PC and MAC
1100600100861 | Moticam 1080 BMH | 1499
Attached 1920 x 1080 pixel HDMI monitor
Attachable Microscopy Camera 8.0MP capture resolution onto SD Card slot
1080p through HDMI,
1920 x 1080 through USB connection,
Focusable Lens,
Calibration Slide,
HDMI Cable,
USB Cable
Power Supply
Analog Video Cable
Motic Images Plus 3.0 for PC and MAC
1100600100691 | Moticam X | 349
WIFI moticam with 1.3MP transmission over own WIFI signal
12 mm focusable lens
Macro tube
Motic 4-dot calibration slide
30mm, 38mm eyepiece adaptors
c-ring
Motic Images Plus 3.0 for PC and MAC
USB power supply
1100600100761 | Moticam X2 | 449
Attachable digital microscopy camera with built-in WiFi signal
Transmits to WiFi Tablets and WiFi Computers
1.3MP streaming live resolution over WiFi
2.0MP CMOS sensor
Focusable Macro Lens
Motic 4-dot calibration slide
30mm & 38mm centerable eyepiece adapters
Macro Viewing Tube
Power supply with multiple country adapters
Motic Images Plus 3.0 for PC and MAC
MotiConnect App for download for iOS and Android tablets (7” or larger recommended)
Additional connection through HTML5 browser to view, measure and capture
Built-in rechargeable battery
Built-in wired network port
1100600100991 | Moticam BTU10 | 899
10" LCD Android tablet with 1280x800 screen resolution
Connection: WiFi; mini HDMI; micro SD card 5.0MP sensor 5.0MP captured image resolution
WiFi Resoltuion: 2.0MP - 5.0MP 720P captured video resoltuion HDMI: 1080
Android operating system
WiFi: WiFi output (802.1 ab/g/n supporting both hot-spot mode or using existing WiFi network)
Preloaded optimized MotiConnect app Supplied
with Motic Images Plus software for Mac/PC Built-in MoticHub allows for wireless sharing
1100600100811 | Moticam BTW | 469
Moticam BTW bracket camera
5.0MP sensor 5.0MP captured image resolution
WiFi Resoltuion: 2.0MP - 5.0MP 720P captured video resoltuion HDMI: 1080
Will support up to 10" tablets through WiFi connection
Tablet is not included
1100600100853 | Moticam BTU8 | 639
8" LCD Android tablet with 1280x800 screen resolution
Connection: WiFi; mini HDMI; micro SD card 5.0MP sensor 5.0MP captured image resolution
WiFi Resoltuion: 2.0MP - 5.0MP 720P captured video resoltuion HDMI: 1080
Android operating system
WiFi: WiFi output (802.1 ab/g/n supporting both hot-spot mode or using existing WiFi network)
Preloaded optimized MotiConnect app Supplied
with Motic Images Plus software for Mac/PC Built-in MoticHub allows for wireless sharing
1100600100212 | Moticam 353 | 329
Gooseneck Mounted Live Imaging Camera
800x600 pixels with USB2.0
Focusable Macro Lens
28, 30, 34 and 35mm Microscope Eyepiece Couplers
Calibration Slide
Motic Images Plus 2.0ML for PC (Win XP or higher)
Motic Images Plus 2.0 for Mac (OSX or higher)
Motic Educator for PC and Mac
Carrying Case
USB Cable
Basic Accessories
1101002300172 | Macrotube (Lens Needed) | 34
1101001200542 | Carrying Case Small for Moticam 352, 1000, 2000 & 2300 | 47
1101001200191 | Carrying Case Large for Moticam 480 | 57
1101001200031 | Carrying Case for Moticam & Gooseneck Stand | 67
1101002300012 | Gooseneck Stand | 47
1101002300201 | 8mm Lens for 1/4” Chip | 43
1101002301212 | 12mm Lens for 1/3” Chip | 45
1101002300343 | 16mm Lens for 1/2” Chip | 57
1101002300352 | Set of four Eyepiece Couplers 28, 30, 34, 35mm | 42
1101002300212 | B&S Eyetube Adapter for 1/2” Chip | 52
Motic Microscopy Software
1101001500812 | Motic Images Multi Focus Professional Edition (PC Only) | 190
1101001500201 | Motic Images Assembly Professional Edition (PC Only) | 190
1101001500722 | MoticTrace Comparison Microscopy | 130
1101001500642 | Motic Images Advanced 3.2 (PC Only) | 449
Motic Networked Microscopy Solutions
MoticNet connects Teacher Computers to Student Computers
Includes Motic Images Plus 2.0 for Teacher & Students
Windows XP Pro needed
1101001501221 | 8 Student License | 480
1101001501231 | 16 Student License | 800
1101001500831 | 24 Student License | 1200
1101001500841 | 32 Student License | 1600
1101001500851 | 40 Student License | 2000
1101001500861 | 48 Student License | 2400
Motic Networked Microscopy Solutions
DigiLab II connects Teacher Computers to Student Computers
Includes Motic Images Advanced 3.2 for Teacher
Includes Motic Images Plus 2.0 for Students
Windows XP Pro needed
1101001500891 | 8 Student License | 1224
1101001500911 | 16 Student License | 2448
1101001500931 | 24 Student License | 3672
1101001500951 | 32 Student License | 4896
1101001500971 | 40 Student License | 6120
1101001500991 | 48 Student License | 7344

## Moticam PRO
NORTH AMERICA Price List 2018
MoticamPro
***NOTICE: Please check camera availability before placing your order****
Reference | Article | Price (USD)
2018
1100600100501 | Moticam Pro 282A | 3695
C/CS Mount Scientific Camera
ICX282AQ 2/3” CCD Color
2580 x 1944 Pixels USB2.0
On-board 4-frame image buffer
TTL Port
Pixel Size 3.40 x 3.40
Moticam Pro Software Package CD*
Motic USB2 driver
1100600100531 | Moticam Pro 282B | 3995
C/CS Mount Scientific Camera
ICX282AQ 2/3” CCD Color Peltier Cooled
2580 x 1944 Pixels USB2.0
On-board 4-frame image buffer
TTL Port
Pixel Size 3.40 x 3.40
Moticam Pro Software Package CD*
Motic USB2 driver
1100600120341 | Moticam Pro 205A | 2450
C/CS Mount Scientific Camera
ICX205AK 1/2” CCD Color
1360 x 1024 Pixels USB2.0
On-board 4-frame image buffer
TTL Port
Pixel Size 4.65 x 4.65
Moticam Pro Software Package CD*
Motic USB2 driver
1100600120343 | Moticam Pro 205C | 2678
C/CS Mount Scientific Camera
ICX205AK 1/2” CCD Monochrome
1360 x 1024 Pixels USB2.0
On-board 4-frame image buffer
TTL Port
Pixel Size 4.65 x 4.65
Moticam Pro Software Package CD*
Motic USB2 driver
1100600120351 | Moticam Pro 285A | 3695
C/CS Mount Scientific Camera
ICX285AQ 2/3” CCD Color
1360 x 1024 Pixels USB2.0
On-board 4-frame image buffer
TTL Port
Pixel Size 6.45 x 6.45
Moticam Pro Software Package CD*
Motic USB2 driver
* Moticam Pro Software CD includes Motic Images Plus 2.0ML, Motic TWAIN, SDK for Moticam Pro

## GM171
NORTH AMERICA Price List 2018
GM171
Reference | Article | Price (USD)
2018
1100200600842 | GM-171 Binocular Standard Package | 1983
Greenough Zoom Optical System
Relax View accessible
45° Binocular stereomicroscope head
Mag. Range: 7.5X - 50X, WD = 110mm
High eye point widefield 10X/F.N. 23
Specialized Gemology Tilting Base
0° to 45° Tilting range; 360° rotary base
6V/30W Intensity controlled Halogen Bright field/ Dark field illumination
Adjustable gooseneck 7W fluorescent incident illumination
Main Supply 100V-240V
Wire Gem Holder
Aluminum Carrying Case
1100200600852 | GM-171 Trinocular Standard Package | 2143
Greenough Zoom Optical System
Relax View accessible
45° Trinocular stereomicroscope head
Photo/Video: 100% [right eyetube]
Mag. Range: 7.5X - 50X, WD = 110mm
High eye point widefield 10X/F.N. 23
Specialized Gemology Tilting Base
0° to 45° Tilting range; 360° rotary base
6V/30W Intensity controlled Halogen Bright field/ Dark field illumination
Adjustable gooseneck 7W fluorescent incident illumination
Main Supply 100V-240V
Wire Gem Holder
Aluminum Carrying Case
Holders
1101000900451 | Wire gem holder | 82
1101000900411 | Rounded edge holder | 82
1101000900461 | Diamond holder (magnetized) | 297
Mounts over illumination well with diamond coupler operated by screw mechanism
Gemological Tools
1101000900421 | Inclusion pointer | 62
1101000900401 | Diffuser plate | 61
1101000900471 | Immersion cell | 35
1101000900771 | Polarizer kit [2-Piece] | 141
Analyzer is screw mounted to zoom body
1101000900481 | Rotary table for polarizing kit | 50
1101000900491 | Large gem plate | 61
Includes white/black and glass plate insert
Auxiliary Objectives
1101001703671 | 1.5X Objective, WD = 56.3mm | 102
1101001703681 | 2.0X Objective, WD = 38.6mm | 102
Auxiliary Eyepieces [per piece]
1101001402711 | Widefield Adjustable10X / F.N. 23 (ESD) | 84
1101001402721 | Widefield Adjustable12.5X / F.N. 18 (ESD) | 155
1101001402731 | Widefield Adjustable15X / F.N. 16 (ESD) | 107
1101001402741 | Widefield 20X / F.N. 13 (ESD) | 107
Auxiliary Eyepieces [per piece]
1101001402921 | Widefield Adjustable10X / F.N. 23 | 84
1101001402051 | Widefield Adjustable12.5X / F.N. 18 | 155
1101001402061 | Widefield Adjustable15X / F.N. 16 | 107
1101001402361 | Widefield 20X / F.N. 13 | 107
Micrometer Eyepieces [per piece]
1101001403101 | Diamond Proportion Analyzer Micrometer Eyepiece | 108
Widefield 10X / F.N. 23 with Diamond Proportion Reticule
External Illumination
1101002000052 | MLC-150 Fiber optic illuminator | 395
21V/150W [EKE] Halogen illumination
Switching Power Supply 110V/220V
Local/Remote Switch for intensity control
2m Remote Control Intensity
Color Temperature LED read out
UL Approved
1101002000072 | Blue filter for MLC-150 | 36
1101002000132 | Gooseneck 1-arm light guide | 102
0.5m length with standard straight distal end type
1101002000142 | Gooseneck bifurcated light guide | 186
0.5m length with standard straight distal end type
Camera Adapters
1101001901931 | Photo Adapter (requires one of the photo eyepieces below) | 112
1101000300442 | 2.5X photo eyepiece (to be used with Photo Adapter) | 199
1101000300452 | 4X photo eyepiece (to be used with Photo Adapter) | 156
1101001901791 | 0.5X C-mount camera adpater (1/2) | 142
1101001901781 | 0.65X C-mount camera adpater (2/3) | 142
1101001901771 | 1.0 X C-mount camera adapter (No lens) | 142
Spare Bulbs
1101002400552 | 7W Fluorescent bulb replacement [6400K color temperature] | 14
1101002400452 | 6V/30W Quartz halogen replacement bulb [transmitted] | 17
1101002400431 | 21V/150W, 200 hours, [EKE] halogen spare bulb | 69

## PSM1000
NORTH AMERICA Price List 2018
PSM1000
Price (USD)
Reference | Article | Price (USD)
2018
1100101700012 | PSM-1000 Standard System | 6057
Trinocular head [Optical split - 50:50 / 0:100]
Adjustable widefield high eyepoint 10X/F.N.24
3-lens changeover turret [1XUV, 1XIR, 2XVIS]
Focusing Block - 20kgs rated
Adjustable forward facing nosepiece [dovetail mount]
One fixed and three adjustable positions
1100101700032 | PSM-1000 Head only | 4733
Trinocular head [Optical split - 50:50 / 0:100]
Adjustable widefield high eyepoint 10X/F.N.24
3-lens changeover turret [1XUV, 1XIR, 2XVIS]
Adjustable / centerable forward facing nosepiece [dovetail mount]
One fixed and three adjustable positions
Laser capabilities [355nm - 1064nm]
Laser safety kit [shims and laser safety pin]
With Aluminium nosepiece
1100101700071 | PSM-1000E Standard System | 7069
Trinocular tilting head [Optical split - 50:50 / 0:100]
Adjustable widefield high eyepoint 10X/F.N.24
3-lens changeover turret [1XUV, 1XIR, 2XVIS]
Focusing Block - 20kgs rated
Adjustable forward facing nosepiece [dovetail mount]
One fixed and three adjustable positions
Laser capabilities [355nm - 1064nm]
Laser safety kit [shims and laser safety pin]
1100101700062 | PSM-1000E Head only | 6008
Trinocular tilting head [Optical split - 50:50 / 0:100]
Adjustable widefield high eyepoint 10X/F.N.24
3-lens changeover turret [1XUV, 1XIR, 2XVIS]
Adjustable / centerable forward facing nosepiece [dovetail mount]
One fixed and three adjustable positions
Laser capabilities [355nm - 1064nm]
Laser safety kit [shims and laser safety pin]
With Aluminium nosepiece
Eyepieces [per piece]
1101001400491 | Adjustable widefield high eyepoint 10X / F.N. 24 [per piece] | 304
Accepts 25mm Diameter Reticules
1101001400831 | Adjustable widefield 15X / F.N. 16 [per piece] | 194
1101001400841 | Adjustable widefield 20X / F.N. 12 [per piece] | 194
1101001400241 | Eyeguard for eyepiece [per piece] | 4
Eyepiece Reticules [per piece]
1101001400141 | Plain cross hair | 44
1101001400171 | 360° Protractor, 30° increments | 95
1101001400152 | Graduated line and plain cross hair, point = 0.1mm/14mm | 95
1101001400161 | Graduated line, point = 0.2mm/14mm | 95
Plan Apochromat Objectives Extra Long Working
Distance Standard
1101001700052 | Plan Apochromat ELWD 2X | 639
N.A. 0.055, W.D. 34mm
1101001700072 | Plan Apochromat ELWD 5X | 537
N.A. 0.140, W.D. 34mm
1101001700032 | Plan Apochromat ELWD 10X | 630
N.A. 0.280, W.D. 33.5mm
1101001700042 | Plan Apochromat ELWD 20X | 1381
N.A. 0.420, W.D. 20mm
1101001700062 | Plan Apochromat ELWD 50X | 1918
N.A. 0.550, W.D. 13mm
1101001700021 | Plan Apochromat ELWD 100X HNA | 3083
N.A. 0.800, W.D. 3.0mm
Plan Apochromat Objectives Extra Long Working
Distance Parfocality Adjustable
1101001700141 | Plan Apochromat ELWD 2X PA | 709
N.A. 0.055, W.D. 34mm
1101001700181 | Plan Apochromat ELWD 5X PA | 599
N.A. 0.140, W.D. 34mm
1101001700112 | Plan Apochromat ELWD 10X PA | 699
N.A. 0.280, W.D. 33.5mm
1101001700122 | Plan Apochromat ELWD 20X PA | 1429
N.A. 0.420, W.D. 20mm
Plan Apochromat Objectives Ultra Long Working Distance
1101001700092 | Plan Apochromat ULWD 50X | 2432
N.A. 0.420, W.D. 20.5mm
1101001700082 | Plan Apochromat ULWD 100X | 2785
N.A. 0.550, W.D. 13mm
NIR Objectives
1101001703531 | 20X NIR Objective | 2387
N.A. 0.4, W.D. 20.5mm
1101001703541 | 50X NIR Objective | 3101
N.A. 0.42, W.D. 19mm
Packaged PSM1000 with APO objectives
1100101700261 | PSM1000+APO(2x, 10x, 20x) | 7598
1100101700262 | PSM1000+APO(5x, 10x, 20x) | 7515
1100101700263 | PSM1000+APO(2x, 10x, 20x)PA | 7760
1100101700264 | PSM1000+APO(5x, 10x, 20x)PA | 7727
C-Mount Camera Adapters
1101006000182 | 1.0X C-mount camera adapter [no-lens, focusable] 38mm mount | 135
1101006000142 | 0.5X C-mount camera adapter [focusable] for 2/3” chip sensor, 38mm mount | 547
1101006000152 | 0.4X C-mount camera adapter [focusable] for 1/2” chip sensor, 38mm mount | 547
Stand and Stage Accessories
1101006000202 | Compact footprint stand | 1175
With attached 150mm x 100mm mechanical stage
1101000600631 | Replacement 150mm x 100mm Mechanical Stage | 249
1101000900511 | Manual rotary plate for mechanical stage | 67
1101000900731 | Black/white stage plate for mechanical stage | 21
PSM-1000 Accessories
1101006000222 | Polarizer slider | 220
1101006000212 | Analyzer slider | 276
1101006000231 | Rotary empty slider | 166
1101006000241 | Focusing block for PSM-1000 | 1324
1 micron resolution
20kgs rated
Adaptable to other manufacturers
1101007900201 | Adjustable nosepieces | 1082
One fixed and three adjustable positions
1101007900052 | Centering keys for quadruple nosepiece | 15
1101006000021 | RMS objective adapter [per piece] | 39
Fiber Optic Illumination
1101002000052 | MLC-150 Fiber Optic Illuminator | 395
21V/150W [EKE] Halogen illumination
Switching Power Supply 110V/220V
Local/Remote Switch for intensity control
2m Remote Control Intensity
Colour Temperature LED read out
UL Approved
1101002000072 | Blue filter for MLC-150 | 36
1101002000112 | PSM-1000 Light guide | 231
2m Length with 90 degree right angle distel end
1101002400431 | 21V/150W, 200 Hours, [EKE] Halogen spare bulb for MLC-150 | 69
1101002000231 | MLC-150 Mitutoyo light guide adapter | 44
PSM-1000 Replacement Parts
1101006000011 | Trinocular port cover | 11
1101006000371 | Trinocular head securing screw | 6
1101006000331 | Laser safety pin | 11
1101006000551 | Shims [set] | 6
1101006000601 | Nosepiece port cover [per piece] | 6
1101006000381 | Analyzer/polarizer port cover [per piece] | 6
1101006000121 | Beam splitter handle | 17
1101006000451 | Fiber optic port cover | 6
1101001202081 | Dust cover for PSM-1000 | 8
1101001401211 | PSM-1000 eyetube covers | 8