## Carl_Zeiss_Price_List_2018-04-1
Item Number | Net Price | Currency | Item Name
415500-0013-000 | 1824 | USD | Primo Star HAL microscope, full-Köhler, stage drive L, FOV 20
415500-0051-000 | 1411 | USD | Primo Star HAL/LED microscope,fixed-Köhler,stage R,FOV 18,pointer
415500-0052-001 | 1456 | USD | Primo Star HAL/LED microscope, fixed-Köhler, stage L, FOV 18
415500-0053-000 | 1659 | USD | Primo Star HAL/LED microscope,fixed-Kö,stage R,FOV 18,100x/0.8
415500-0054-000 | 1716 | USD | Primo Star HAL micr.,full-Köhler,stage R,Ph2,FOV 20,photo
415500-0055-000 | 2652 | USD | Primo Star HAL microscope,full-Köhler,stage R,Ph1,Ph2,Ph3,FOV 20
415500-0056-000 | 2236 | USD | Primo Star HAL/LED microscope,full-Köhler,stage R,FOV 20,pointer
415500-0057-000 | 2288 | USD | Primo Star HAL/LED microscope,full-Köhler,stage R,FOV 20,photo
415500-0058-000 | 1716 | USD | Primo Star LED microscope,fixed-Köhler,stage R,FOV 18,D=0
415500-0059-000 | 3536 | USD | Primo Star HD HAL/LED,full-Köhl.,FOV20,R,integrated HD IP Camera 5MP
430055-9000-000 | 1780 | USD | Microscope stand Primotech MAT LED, 5x cod., stage A
430055-9010-000 | 1911 | USD | Primotech stand TL/RL ESD stage
430055-9010-100 | 6500 | USD | Microscope Primotech D/A cod., stage ESD, integrated IP Camera 3MP
430055-9040-000 | 4493 | USD | Microscope Primotech MAT cod., stage A, Tube 30°/20
430055-9050-000 | 4742 | USD | Microscope Primotech D/A cod., stage ESD, Tube 30°/20
430055-9070-000 | 6200 | USD | Microscope Primotech D/Pol conoscopy, rotary stage Pol, Tube 30°/20
430055-9071-000 | 7775 | USD | Microscope Primotech TL/Pol conoscopy rotary stage Tube 30°/20 Pol
430055-9080-000 | 8500 | USD | Microscope Primotech TL/RL Pol conoscopy, rotary stage, tube 30°/20 Pol
430055-9140-000 | 7340 | USD | Microscope Primotech MAT cod., stage A, integrated IP Camera 3MP
430055-9160-000 | 10720 | USD | Microscope Primotech D/A cod., rotary stage Pol, integr. IP Camera 3MP
430055-9170-000 | 10214 | USD | Microscope Primotech TL/Pol conoscopy rotary stage Camera Tube 3MP
430055-9180-000 | 10675 | USD | Microscope Primotech TL/RL Pol conoscopy rotary stage CameraTube 3MP
430055-9400-000 | 2668 | USD | Primotech stand TL/RL Pol conoscopy
430055-9420-000 | 2537 | USD | Primotech stand TL/Pol conoscopy
000000-0069-551 | 6.3 | USD | Ball-shaped allen key 3 mm
000000-1057-784 | 5 | USD | Knurled screw
430037-9100-000 | 71 | USD | Base plate for microscope stand Axio Lab.A1
423730-9030-000 | 3037 | USD | Upper stand part Axio Scope.A1 FL/HBO, 3x H, 3x DIC, M27
423730-9050-000 | 5251 | USD | Upper stand part Axio Scope.A1 FL-LED, 3x H, 3x DIC, M27
423730-9060-000 | 2628 | USD | Upper stand part Axio Scope.A1 HAL 100/HBO, 6x HD, M27
423730-9070-000 | 2715 | USD | Upper stand part Axio Scope.A1 HAL 100/HBO, 6x HD DIC, M27
430035-9030-000 | 1548 | USD | Microscope stand Axio Scope.A1 HAL 50, 6x H
430035-9040-000 | 3972 | USD | Microscope stand Axio Scope.A1 HAL 50, FL/HBO, 3x H, 3x DIC
430035-9050-000 | 6425 | USD | Microscope stand Axio Scope.A1 HAL 50, FL-LED, 3x H, 3x DIC
430035-9060-000 | 4235 | USD | Microscope stand Axio Scope.A1 HAL 100, FL/HBO, 3x H, 3x DIC
430035-9070-000 | 6600 | USD | Microscope stand Axio Scope.A1 HAL 100, FL-LED, 3x H, 3x DIC
430035-9080-000 | 3358 | USD | Microscope stand Axio Scope.A1 LED, HAL 100/HBO, 6x HD
430035-9090-000 | 3358 | USD | Microscope stand Axio Scope.A1 LED, HAL 100/HBO, 6x HD DIC
430035-9100-000 | 3825 | USD | Microscope stand Axio Scope.A1 HAL 50, HAL 100/HBO, 6x HD
430035-9110-000 | 3825 | USD | Microscope stand Axio Scope.A1 HAL 50, HAL 100/HBO, 6x HD DIC
430035-9120-000 | 3825 | USD | Microscope stand Axio Scope.A1 HAL 100, HAL 100/HBO, 6x HD DIC
430035-9130-000 | 2190 | USD | Microscope stand Axio Scope.A1 HAL 100, 6x H
430035-9140-000 | 3825 | USD | Microscope stand Axio Scope.A1 HAL 100, HAL 100/HBO, 6x HD
430035-9200-000 | 1431 | USD | Microscope stand Axio Scope.A1 LED, 6x H
430035-9210-000 | 3387 | USD | Microscope stand Axio Scope.A1 LED, FL/HBO, 3x H, 3x DIC
430035-9220-000 | 5782 | USD | Microscope stand Axio Scope.A1 LED, FL-LED, 3x H, 3x DIC
430035-9240-000 | 3028 | USD | Microscope stand Axio Scope.A1 LED, 5x H/Pol, 1x H/DIC
430035-9250-000 | 2055 | USD | Microscope stand Axio Scope.A1 HAL 50, 5x H/Pol, 1x H/DIC
430035-9260-000 | 2271 | USD | Microscope stand Axio Scope.A1 HAL 100, 5x H/Pol, 1x H/DIC
430035-9270-000 | 3245 | USD | Microscope stand Axio Scope.A1 LED, HAL 100/HBO, 5x HD/Pol, 1x HD/DIC
430035-9280-000 | 3786 | USD | Microscope stand Axio Scope.A1 HAL 50, HAL 100/HBO, 5xHD/Pol, 1xHD/DIC
430035-9290-000 | 3786 | USD | Microscope stand Axio Scope.A1 HAL100, HAL100/HBO, 5xHD/Pol, 1xHD/DIC
430037-9000-000 | 1293 | USD | Microscope stand Axio Lab.A1 HAL 35, 5x H
430037-9010-000 | 1460 | USD | Microscope stand Axio Lab.A1 HAL 35, 5x H, mechanical stage R
430037-9020-000 | 3240 | USD | Microscope stand Axio Lab.A1 HAL 35, FL-LED, 5x H
430037-9031-000 | 1839 | USD | Microscope stand Axio Lab.A1 HAL 35, 4x H, rotary stage Pol 360°
430037-9041-000 | 3786 | USD | Microscope stand Axio Lab.A1 HAL 35, 4xH, conoscopy, rotary stage 360°
430037-9051-000 | 3353 | USD | Microscope stand Axio Lab.A1 MAT HAL 50, 5x HD, stage A
430025-9050-000 | 21443 | USD | Stand column man. with base plate Axio Imager Vario (D)
430025-9060-000 | 11856 | USD | Stand column man. basic with base plate Axio Imager Vario (D)
451022-0000-000 | 1253 | USD | Z measurement equipment for Axio Scope Vario and Axiotech vario (D)
423731-9000-000 | 1489 | USD | Upper microscope part D Axio Examiner.A1
423731-9011-000 | 2331 | USD | Upper microscope part D/A Axio Examiner.D1
423731-9031-000 | 3476 | USD | Upper microscope part D/A Axio Examiner.Z1 with sideport 60N
423731-9110-000 | 3125 | USD | Upper microscope part D/ A-FL Axio Examiner.A1
430000-9902-000 | 14358 | USD | Axio Imager.Z2 microscope stand with Z-drive mot. and TFT monitor
430001-9902-000 | 6484 | USD | Axio Imager.D2 microscope stand with Light Control man.
430004-9902-000 | 9194 | USD | Axio Imager.M2 microscope stand with Z-drive mot. and TFT monitor
430005-9901-000 | 3240 | USD | Axio Imager.A2 microscope stand
430007-9901-000 | 3110 | USD | Axio Imager.A2 microscope stand with LED
430008-0000-000 | 7328 | USD | Axio Imager.M2p microscope stand with Z-drive mot. and LED
430010-9902-000 | 16170 | USD | Axio Imager.Z2m microscope stand with Z-drive mot. and TFT monitor
430011-9902-000 | 7544 | USD | Axio Imager.D2m microscope stand with Light Control man.
430014-9902-000 | 10167 | USD | Axio Imager.M2m microscope stand with Z-drive mot. and TFT monitor
430015-9901-000 | 3980 | USD | Axio Imager.A2m microscope stand
430020-9001-000 | 10924 | USD | Microscope module Axio Imager.Z2 Vario mot. with control box
430020-9010-000 | 5300 | USD | Microscope module Axio Imager.Z2 Vario mot. without objective focusing
430025-9000-000 | 11519 | USD | Microscope module Axio Imager.A2 Vario mot. with Control-Box
430031-9012-000 | 12499 | USD | Lower microscope part Axio Examiner mot.
430031-9901-000 | 5256 | USD | Lower microscope part Axio Examiner man.
430038-9000-000 | 71760 | USD | Axio Scan.Z1 system unit
430038-9000-710 | 81328 | USD | Axio Scan.Z1 system unit with linear polarization
430039-9000-000 | 129585 | USD | Celldiscoverer 7 system unit
423731-9160-000 | 205 | USD | Connecting PCB for mot. components in upper part Axio Examiner D1/Z1
425103-0000-000 | 705 | USD | Camera path deflection on the left side, interface 60N
425104-0000-000 | 1011 | USD | Camera path deflection on the left side, mot., interface 60N
425110-0003-000 | 345 | USD | Beam splitter 50%:50% 46x34mm for slider sideport Axio Examiner
425110-9110-000 | 503 | USD | Path deflecting mirror 100% for camera deflection, 34x46x4 mm
425110-9120-000 | 503 | USD | Beam splitter 50% for camera deflection, 34x46x2.2 mm
425131-9000-000 | 11232 | USD | Auto Focus equipment for Sideport 60N
425131-9030-000 | 1716 | USD | Installation kit for Auto Focus equipment on Sideport
430000-9340-000 | 730 | USD | Plug-in board focus trigger
430005-9304-000 | 765 | USD | Option PC connection for Axio Imager.A1 with RS 232 interface
430007-9010-000 | 81 | USD | Installation kit for LED illumination on the Axio Imager 2
430036-9001-000 | 2590 | USD | Focusing gear box Axio Scope Vario, 15 mm focus lift
430039-9100-000 | 5287 | USD | Extension housing for Celldiscoverer 7 system unit
430051-0000-000 | 52 | USD | Z-drive operation, flat; right
430051-9000-000 | 42 | USD | Fine drive knob with scala, changeable
430051-9010-000 | 42 | USD | Fine drive disk, flat with scala for Axio Imager 2, changeable
430052-0000-000 | 52 | USD | Z-drive operation, flat; left
451017-9000-000 | 3358 | USD | Stand column Axio Scope Vario, 560 mm (D)
451017-9010-000 | 3037 | USD | Stand column Axio Scope Vario, 380 mm (D)
452531-0001-010 | 173 | USD | Mirror 100%, 26x36 mm
415510-1100-000 | 2158 | USD | Primovert microscope stand with binocular tube
415510-1101-000 | 2650 | USD | Primovert microscope stand with binocular phototube
415510-1104-000 | 4615 | USD | Microscope Stand Primovert HDcam with integrated HD IP Camera 5 MP
415510-1105-000 | 6390 | USD | Microscope Stand Primovert iLED with Epi-Fluorescence 470 nm
415510-1902-000 | 22 | USD | Protection cover for monitor
431030-9000-000 | 2652 | USD | Microscope stand Axio Vert.A1
431030-9010-000 | 4264 | USD | Microscope stand Axio Vert.A1 FL
431030-9020-000 | 4680 | USD | Microscope stand Axio Vert.A1 MAT
431030-9040-000 | 4524 | USD | Microscope stand Axio Vert.A1 FL-LED
425146-9020-000 | 135 | USD | Ergo intermediate piece H=25 mm for optimization of viewing height
425146-9031-000 | 936 | USD | Intermediate phototube H=50mm, left port
425146-9040-000 | 135 | USD | Ergo intermediate piece H=50 mm for optimization of viewing height
425146-9051-000 | 216 | USD | Slider with Mirror 100% for Intermediate Phototube
431718-9000-000 | 520 | USD | Aqua Stop for Axio Vert
431003-9903-000 | 7727 | USD | Microscope stand Axio Observer 3 materials
431004-9901-000 | 7439 | USD | Microscope stand Axio Observer 3
431006-9901-000 | 9490 | USD | Microscope stand Axio Observer 5
431007-9902-000 | 16255 | USD | Axio Observer.Z1 basic stand
431007-9904-000 | 16970 | USD | Microscope stand Axio Observer 7
431008-9903-000 | 8684 | USD | Microscope stand Axio Observer 5 materials
431009-9904-000 | 16536 | USD | Microscope stand Axio Observer 7 materials
000000-1015-348 | 329 | USD | Electronic board
000000-1069-227 | 232 | USD | Path deflection to the tube
000000-1069-228 | 2078 | USD | Beam path switching
000000-1069-229 | 3815 | USD | Beam path switching mot
000000-1754-660 | 3894 | USD | Anti-vibration plate, rectangular 460mmx610mm (D)
423639-9061-000 | 3349 | USD | Beampath switch, fast for Axio Observer
425126-0000-000 | 914 | USD | Baseport 60N
425150-0000-000 | 425 | USD | Sideport 60N L, 2 switching positions
425151-0000-000 | 423 | USD | Sideport 60N L 100, 2 switching positions
425152-0000-000 | 1411 | USD | Sideport 60N L, 3 switching positions
425153-0000-000 | 1779 | USD | Sideport 60N R, 3 switching positions
425154-0000-000 | 2575 | USD | Sideport 60N L/R, 3 switching positions
425155-0000-000 | 2575 | USD | Sideport 60N L/R 100, 3 switching positions
425165-0000-000 | 2336 | USD | Sideport 60N L 80/R 100, 3 switching positions
430020-9050-000 | 24388 | USD | Stand column mot. STEP with Base plate Axio Imager Vario (D)
431007-9000-000 | 1505 | USD | Anti vibration set Axio Observer (D)
431010-0000-000 | 215 | USD | 1-position tube lens mount, fixed
431012-0000-000 | 337 | USD | 3-position Optovar turret cod.
431013-0000-000 | 607 | USD | 3-position Optovar turret mot.
431017-0000-000 | 552 | USD | Z-drive, 13 mm travel, man.
431018-0000-000 | 730 | USD | Z-drive, 13 mm travel, mot.
431716-0000-000 | 644 | USD | Aqua Stop II
431717-9000-000 | 87 | USD | Aqua Stop for condensers LD 0.8, 0.9 and 1.2
424516-9000-000 | 1402 | USD | 1-position objective mount M27, DIC; Axio Examiner
424516-9011-000 | 1752 | USD | 2-position objective turret M27, DIC; Axio Examiner
424516-9060-000 | 2453 | USD | 4-position objective turret M27, DIC; Axio Examiner
424516-9100-000 | 2038 | USD | 1-position objective mount M32; Axio Examiner
424501-0000-000 | 1349 | USD | 7-position objective nosepiece, HD M27 cod.
424503-0000-000 | 2790 | USD | 6-position objective nosepiece, Pol HD M27 cod.
424504-0000-000 | 2448 | USD | 6-position objective nosepiece, HD DIC M27 cod.
424514-9020-000 | 2682 | USD | 6-position objective nosepiece, Pol M27 cod. for Axio Imager Vario
424514-9030-000 | 2444 | USD | 6-position objective nosepiece HD DIC M27 cod. for Axio Imager Vario
424516-9021-000 | 2453 | USD | 2-position objective turret M27, DIC cod.; Axio Examiner
424516-9030-000 | 2686 | USD | 4-position objective turret M27, DIC cod.; Axio Examiner
424526-0000-000 | 2025 | USD | 6-position objective nosepiece, H DIC M27 cod.
424502-0000-000 | 2178 | USD | 7-position objective nosepiece, HD M27 mot.
424505-0000-000 | 3802 | USD | 6-position objective nosepiece, HD DIC M27 mot.
424507-0000-000 | 4170 | USD | 6-position objective nosepiece, HD DIC M27 mot. ACR
424514-9010-000 | 3764 | USD | 6-position objective nosepiece HD DIC M27 mot. for Axio Imager Vario
424514-9040-000 | 4420 | USD | Nosepiece 7-position HD M27 mot. for Axio Imager.Z2 Vario
424527-0000-000 | 3619 | USD | 6-position objective nosepiece, H DIC M27 mot.
424528-0000-000 | 3925 | USD | 6-position objective nosepiece, H DIC M27 mot. ACR
424533-9003-000 | 17094 | USD | Definite Focus.2 incl. 6-position nosepiece H DIC M27 mot. ACR
424533-9013-000 | 20473 | USD | Definite Focus.2 upgrade incl. nosepiece mot. ACR
424533-9021-000 | 2103 | USD | Beam combiner module UV/VIS for Definite Focus
424533-9041-000 | 1082 | USD | Compensation module Definite Focus
430700-0000-000 | 1656 | USD | Stage carrier fixed with condenser carrier for Axio Imager
430701-0000-000 | 362 | USD | Reflected-light stage carrier, attachable and vertically adjustable
430701-9901-000 | 319 | USD | Reflected-light stage carrier, detachable for Axio Imager
430704-9901-000 | 1244 | USD | Transmitted-light/reflected-light stage carrier, detachable
430706-0000-000 | 307 | USD | Dovetail for attachable stage carrier
430707-0000-000 | 1704 | USD | Stage carrier, detachable with condenser carrier for Axio Imager
430709-9000-000 | 1144 | USD | Universal transm./refl.-light stage carrier for Axio Imager Vario
430710-9000-000 | 228 | USD | Stage carrier D/A; attachable and vertically adjustable
430710-9010-000 | 345 | USD | Stage carrier D/A; attachable and vertically adjustable
430711-9000-000 | 614 | USD | Stage carrier Axio Examiner, attachable, with support
430711-9030-000 | 216 | USD | Stage carrier Axio Examiner, attachable, without support
451016-9902-000 | 1051 | USD | Stage carrier H=140 mm for base plate Axio Scope Vario
430705-0000-000 | 1472 | USD | Condenser carrier with vertical adjustment on both sides
430720-9001-000 | 321 | USD | Condenser carrier with vertical adjustment on both sides
430721-9000-000 | 847 | USD | Condenser carrier Axio Examiner
430721-9010-000 | 1694 | USD | Condenser carrier "Axio Examiner", mot. focus
430721-9011-000 | 1694 | USD | Condenser carrier Axio Examiner, mot. focus
428305-0000-000 | 135 | USD | Color filter carrier 3x for filter d=32 mm
451834-0000-000 | 139 | USD | Color filter carrier
423647-0000-000 | 705 | USD | FL attenuator, discrete
423730-9130-000 | 462 | USD | Slider 14x40 FL attenuator, discrete
428300-0000-000 | 661 | USD | Double filter wheel, discrete, man.
428300-9901-000 | 541 | USD | Double filter wheel, discrete, man., 2x4 positions
428319-9000-000 | 865 | USD | Double filter wheel, discrete, man. with neutral-density filter set d=25
452357-0000-000 | 199 | USD | Filter magazine D for Axioskop 2 FS plus and FS MOT
423648-0000-000 | 1349 | USD | FL attenuator, discrete mot.
424953-9011-000 | 4264 | USD | Beamsplitter- and emissionfilter wheel, mot., 2x6 pos. for Axio Scan.Z1
428301-9901-000 | 1951 | USD | Double filter wheel, discrete, mot., 2x4 positions
428320-9001-000 | 2860 | USD | Filter wheel Excitation mot., ext. 6 positions for Axio Scan.Z1
452356-0000-000 | 2820 | USD | Excitation filter wheel (8 positions) mot. for 25 mm filters; CAN
452358-9000-000 | 2889 | USD | Filter wheel excitation 8-pos. mot. for filters d=25mm; CAN
452358-9011-000 | 4889 | USD | Dual filter wheel mot. for beam splitting and emission; CAN
000000-1062-259 | 277 | USD | 3-position filter slider, d=25 mm
415510-1800-000 | 107 | USD | 2-position filter slider for filters d=45 mm
423730-9080-000 | 146 | USD | Filter slider A 14x40 mm, 3 positions for filter diameter 25 mm
423733-9011-000 | 158 | USD | Filter slider 6x30 2x d=25mm, undetachably
423910-9000-000 | 87 | USD | Filter slider D 14x40 mm, 2 positions for filter diameter 36 mm
426143-9100-000 | 645 | USD | Filter module 2-position Duolink
426143-9110-000 | 4680 | USD | Filter module wl CFP/YFP Duolink
426143-9120-000 | 4680 | USD | Filter module ms CFP/YFP Duolink
426143-9130-000 | 4680 | USD | Filter module wl GFP/mRFP Duolink
426143-9140-000 | 4680 | USD | Filter module ms GFP/mRFP Duolink
428307-9000-000 | 123 | USD | Filter slider A 14x40 mm, 2 positions for filter diameter 25 mm
452174-0000-000 | 168 | USD | Filter slider A (for 3 filters d=18 mm)
423731-9170-000 | 876 | USD | Reflector turret 5x man. P&C, transmitted light
424940-9000-000 | 876 | USD | Reflector turret 6x man., changeable, for P&C modules
424940-9060-000 | 812 | USD | Reflector turret 4x man., changeable, for P&C modules
424945-0000-000 | 735 | USD | 6-position reflector turret man. for P&C modules
424906-0000-000 | 859 | USD | 6-position reflector turret man. cod. for P&C modules
424946-0000-000 | 920 | USD | 6-position reflector turret cod. for P&C modules
424907-0000-000 | 2300 | USD | 6-position reflector turret mot. for P&C modules
424912-0000-000 | 3281 | USD | 6-position reflector turret mot. ACR, for P&C modules
424913-0000-000 | 3649 | USD | 10-position reflector turret mot. ACR, for P&C modules
424916-9000-000 | 2109 | USD | 6-position reflector turret mot. Axio Imager Vario for P&C modules
424916-9010-000 | 2785 | USD | 6-position reflector turret mot. ACR Axio Imager Vario for P&C modules
424947-0000-000 | 2392 | USD | 6-position reflector turret mot. for P&C modules
424948-0000-000 | 2575 | USD | 6-position reflector turret mot. ACR for P&C modules
424953-9001-000 | 3738 | USD | Reflector turret mot. ACR, 10x for P&C modules for Axio Scan.Z1
000000-1068-113 | 120 | USD | Protection filter for reflector turret
000000-1145-668 | 956 | USD | Holder with LCD display and Light Manager
423632-0000-000 | 135 | USD | Diffusion disk for reflected-light illumination, switchable
423731-9131-000 | 345 | USD | Slider for sideport Axio Examiner with 100% mirror 46x34mm
423731-9140-000 | 292 | USD | Slider for sideport Axio Examiner for beam splitter 46x34mm
424514-9000-000 | 4073 | USD | 6-position objective nosepiece, Pol M27 mot. for Axio Imager Vario
430000-9040-000 | 806 | USD | TFT-monitor for Axio Imager.M2p
430000-9041-000 | 838 | USD | TFT-monitor for Axio Imager.M2p
430025-9100-000 | 222 | USD | Breath and sneeze guard made of plexiglas 380x180 f. Axio Imager Vario
430030-9100-000 | 205 | USD | Adapter for expansion of specimen area by 30 mm
430030-9110-000 | 321 | USD | Adapter for expansion of specimen area by 60 mm
430702-9901-000 | 260 | USD | Holder for Focus Linear Sensor to Axio Imager.Z2
432610-9071-000 | 3796 | USD | External Control-Box for Axio Imager.Z2 Vario
432610-9080-000 | 184 | USD | Controler cable 2 m for Axio Imager Vario
432610-9090-000 | 233 | USD | Controler cable 6 m for Axio Imager Vario
432906-0000-000 | 1000 | USD | Coaxial transmitter MARC for Axio
432907-9901-000 | 1411 | USD | Docking station for TFT-Display
432923-0000-000 | 669 | USD | Holder with LCD display and Light Manager
432926-9001-000 | 2190 | USD | Docking station with TFT display for Axio Examiner/Axio Imager Vario
435604-9010-000 | 175 | USD | Table-top base for MARC
415500-1200-001 | 157 | USD | Transmitted-light illumination with LED warm-light, 3200K for Primo Star
415500-1201-001 | 135 | USD | Transmitted-light illumination with HAL for Primo Star
415500-1202-000 | 31 | USD | Attachable transmitted-light mirror for Primo Star fixed-Köhler
415510-1200-001 | 147 | USD | Transmitted-light illumination with 6V 30W halogen bulb
423053-9030-000 | 649 | USD | Attachment lamp VIS-LED with collector
423053-9050-000 | 270 | USD | LED lamp module for attachment lamp VIS-LED
423053-9060-000 | 1069 | USD | Attachment lamp VIS-LED with collector for laser systems
423900-9901-000 | 730 | USD | Transmitted-light illumination for Axio Imager 2
423901-9902-000 | 1812 | USD | Transmitted-light illumination mot. for Axio Imager 2
423903-0000-000 | 165 | USD | Optical adapter for LED transmitted-light illumination
423904-9902-000 | 601 | USD | LED illuminator for transmitted light
423905-0000-000 | 153 | USD | Supplementary kit for LED illuminator for Axioskop 40
423906-9000-000 | 2996 | USD | Transmitted-light module with condenser carrier f. Axio Imager Vario
423915-9000-000 | 702 | USD | Carrier for transmitted-light illumination for Axio Vert
423920-0000-000 | 1840 | USD | Carrier for transmitted-light illumination
423922-0000-000 | 2448 | USD | Carrier for transmitted-light illumination with LCD display
423926-9000-000 | 2112 | USD | Carrier transmitted-light illumination with Shutter
423926-9010-000 | 3098 | USD | Carrier transmitted-light illumination, LCD display, Shutter
415101-5200-150 | 1340 | USD | FluorescenceShutter Z
423731-9060-000 | 555 | USD | Shutter mot. for transmitted-light illumination Axio Examiner
000000-1150-310 | 1168 | USD | Incident light equipment FL
423600-0000-000 | 2820 | USD | Reflected-light illuminator for FL and HD for Axio Imager
423670-9000-000 | 4108 | USD | Reflected-light illumination mot. FL for Axio Scan.Z1
423731-9081-000 | 2657 | USD | Reflected-light illuminator with 5-position reflector turret man. P&C
423731-9121-000 | 3825 | USD | Reflected-light illumination with reflector turret 5x mot. P&C
423601-9901-000 | 3649 | USD | Reflected-light illuminator mot. for FL and HD for Axio Imager
000000-0428-273 | 3348 | USD | Reflected-light FL illuminator for "Axiostar"
000000-1079-073 | 2760 | USD | Reflected-light illuminator FL
415500-1821-001 | 3786 | USD | Reflected-light fluorescence illuminator iLED 455 nm for Primo Star
415500-1823-001 | 4110 | USD | Reflected-light fluorescence illuminator iLED 470 nm for Primo Star
423605-0000-000 | 2392 | USD | Reflected-light illuminator FL HD UV
423605-9901-000 | 2192 | USD | Reflected-light illuminator FL UV
423606-9901-000 | 1636 | USD | Reflected-light illuminator FL
423607-0000-000 | 3006 | USD | Reflected-light illuminator FL HD mot.
423607-9901-000 | 3009 | USD | Reflected-light illuminator FL mot.
423608-9001-000 | 1872 | USD | Reflected-light illuminator HD Pol FL
423608-9011-000 | 3276 | USD | Reflected-light illuminator HD Pol FL mot.
423621-9901-000 | 417 | USD | Shutter for transmitted-light illumination
423622-9901-000 | 1901 | USD | Shutter high speed, reflected-light for Axio Imager M and Z
423625-0000-000 | 153 | USD | Shutter FL, internal for stands Axio Observer 3 / 5 / 7 / D1 / Z1
423731-9050-000 | 555 | USD | Shutter mot. for reflected-light illumination Axio Examiner man./mot.
423731-9180-000 | 162 | USD | Shutter man. for reflected-light illumination Axio Examiner man./mot.
432925-0000-000 | 185 | USD | Stand interface cable for external UNIBLITZ Shutter
000000-1109-741 | 199 | USD | Antiglare screen for Axio Observer/Axiovert 200
000000-1177-213 | 147 | USD | Antiglare screen for Axiostar plus
415500-1819-000 | 27 | USD | Special eyecup with light protection for Primo Star
415510-1309-000 | 70 | USD | Protection Plate UV Fluorescence for Primovert iLED
452163-0000-000 | 209 | USD | Antiglare screen
000000-1062-360 | 567 | USD | Iris stop slider for incident-light equipment
000000-1140-737 | 895 | USD | Slider with variable rectangular diaphragm
000000-1148-980 | 697 | USD | Aperture diaphragm slider MAT
423611-0000-000 | 799 | USD | Stop slider man. with centerable luminous-field diaphragm
423612-9901-000 | 1839 | USD | Stop slider mot. with centerable luminous-field diaphragm
423613-0000-000 | 799 | USD | Stop slider with centerable aperture stop
423614-9901-000 | 1962 | USD | Stop slider mot. with centerable aperture stop
423615-0000-000 | 981 | USD | Slider man. with variable rectangular diaphragm
423616-0000-000 | 614 | USD | FL attenuator, discrete
423617-0000-000 | 1349 | USD | FL attenuator, discrete, mot.
423618-9000-000 | 1920 | USD | Stop slider mot. with 8-position aperture stop turret, d=0.8-6.4 mm
423644-0000-000 | 2060 | USD | Aperture diaphragm slider MAT mot.
423646-0000-000 | 1779 | USD | Iris stop slider mot. for incident-light equipment
423655-9020-000 | 229 | USD | Stop slider A 14x40 mm with aperture diaphragm for Axio Vert
423730-9100-000 | 234 | USD | Stop slider A 14x40 mm with luminous-field diaphragm
423730-9151-000 | 229 | USD | Stop slider A 14x40 mm with aperture/luminous field diaphragm
427300-9010-000 | 1752 | USD | Slider for Dodt gradient contrast for condensers 0.8
427300-9020-000 | 1752 | USD | Slider for Dodt gradient contrast for condensers 0.9
427300-9030-000 | 1752 | USD | Slider for Dodt gradient contrast for condensers 1.2
000000-1046-277 | 1496 | USD | Reflector module DIC P&C
000000-1046-279 | 802 | USD | Reflector module Pol P&C
000000-1046-281 | 110 | USD | Reflector module FL P&C
000000-1105-189 | 760 | USD | Reflector module C-DIC/DIC/TIC P&C for reflected light
000000-1447-381 | 239 | USD | Reflector module FL P&C, for BS 2 mm
424920-0000-000 | 198 | USD | Reflector module FL P&C
424922-9901-000 | 822 | USD | Reflector module dark field ACR P&C for reflected light
424923-9901-000 | 1043 | USD | Reflector module polarizer ACR P&C for reflected light
424924-9901-000 | 1810 | USD | Reflector module Pol ACR P&C for HBO 100 for reflected light
424928-9901-000 | 461 | USD | Reflector module bright field ACR P&C for reflected light
424929-9903-000 | 1656 | USD | Reflector module C-DIC/TIC ACR P&C for reflected light
424930-9000-000 | 1292 | USD | Reflector module calibration ApoTome/Colibri ACR P&C
424930-9902-000 | 624 | USD | Reflector module calibration ApoTome ACR P&C
424931-0000-000 | 239 | USD | Reflector module FL EC P&C
424933-0000-000 | 276 | USD | Reflector module FL EC ACR P&C
424933-9000-000 | 276 | USD | Reflector module FL ACR P&C, for BS 2 mm
424938-0000-000 | 1551 | USD | Reflector module DIC/Pol red I Lambda ACR P&C for reflected light
424939-0000-000 | 1321 | USD | Reflector module DIC/Pol ACR P&C for reflected light
424939-9000-000 | 1321 | USD | Reflector module DIC/Pol ACR P&C shift free for reflected light
424941-9000-000 | 1656 | USD | Reflector module C-DIC/TIC ACR P&C for reflected light
424941-9010-000 | 847 | USD | DIC FL analyzer module for zoom tube
424941-9050-000 | 963 | USD | Reflector module with analyzer ACR P&C for reflected light
424941-9060-000 | 276 | USD | Reflector module FL EC ACR P&C, programmable
424941-9070-000 | 243 | USD | Reflector module FL EC ACR P&C, for darkfield objectives, programmable
452885-0000-000 | 439 | USD | Reflector module H
452888-0000-000 | 283 | USD | Reflector module FL
446310-0002-000 | 205 | USD | Beam splitter 50%, 26x36mm
424940-9050-000 | 380 | USD | Reflector slider 2x, changeable, for P&C modules
451243-0000-000 | 626 | USD | 3-position reflector slider P&C
423655-9050-000 | 182 | USD | Illumination adapter A, achromatic, for Axio Vert
423730-9091-000 | 672 | USD | Illumination adapter A, achromatic, Axio Scope, Axio Examiner.A1
425313-9020-000 | 438 | USD | Intermediate plate for analyzer slider 12x46
415510-1200-000 | 182.5 | USD | Transmitted-light illumination with 6V 30W halogen bulb
423000-9901-000 | 920 | USD | HAL 100 illuminator with quartz collector
451224-0000-000 | 393 | USD | Lamp 12W 35W
423003-9000-000 | 2161 | USD | HBO 50 illuminator with collector
423010-0000-000 | 2883 | USD | HBO 100 illuminator with lamp mount and collector
423011-9901-000 | 3986 | USD | HBO 100 illuminator, self-adjusting with lamp mount and collector
000000-0552-376 | 98 | USD | LED Lamp 3x2W, warmlight 3000 K, GU5.3
000000-0552-377 | 98 | USD | LED Lamp 3x2W, daylight 6000 K, GU5.3
415510-1201-001 | 211 | USD | Transmitted-light illumination with LED for Primovert
423004-9020-000 | 338 | USD | Illuminator LED for Axio Vert transmitted light
423052-9502-000 | 6240 | USD | Illumination system Colibri.2
423052-9710-000 | 6748 | USD | Solid-State Light Source Colibri 7, Type RGB-UV
423052-9720-000 | 6748 | USD | Solid-State Light Source Colibri 7, Type RYB-UV
423052-9730-000 | 8049 | USD | Solid-State Light Source Colibri 7, Type R[G/Y]B-UV
423052-9741-000 | 9789 | USD | Solid-State Light Source Colibri 7, Type R[G/Y]CBV-UV
423053-9071-000 | 780 | USD | Illuminator microLED
423054-9001-000 | 6240 | USD | Illumination system Colibri.2 for Axio Scan.Z1
423056-9010-000 | 4079 | USD | LED Illumination unit FL, extension for Celldiscoverer 7
000000-1007-976 | 294 | USD | Collector N HBO 103/XBO 75
447270-0000-000 | 434 | USD | Lamp collector HBO 50/SF 25
423004-9010-000 | 229 | USD | Illuminator HAL for Axio Vert transmitted light
447229-0000-000 | 3738 | USD | Switching mirror mot.; CAN
447230-9903-000 | 1840 | USD | Switching mirror for 2 illuminators
000000-1049-429 | 257 | USD | Distance ring 35 mm for illuminators
423302-0000-000 | 466 | USD | Illumination adapter for light sources with light guide (D)
432927-9110-000 | 234 | USD | Laser safety kit for Colibri
447226-0000-000 | 660 | USD | Adapter for small/lage ring dovetail
447234-0000-000 | 535 | USD | Intermediate piece for 32 mm filters
423631-0000-000 | 239 | USD | Adjusting aid for HBO/XBO lamps for "Axio Imager"
423631-9901-000 | 230 | USD | Adjusting aid for HBO lamps for Axio Imager
423730-9120-000 | 228 | USD | Adjusting aid for HBO/XBO for Axio Scope/Axio Examiner
452369-0000-000 | 307 | USD | Adjusting aid for HBO/XBO
000000-1063-184 | 1716 | USD | Cold-light source KL 2500 LCD (115V) (D)
000000-1063-307 | 1298 | USD | Line light S, l=50 mm (D)
000000-1063-317 | 54 | USD | Conversion filter, d=28 mm (D)
417052-9901-000 | 216 | USD | Goose-neck light guide 1500, 4.5/600 mm (D)
417060-9901-000 | 206 | USD | Focusing attachment and filter set (D)
417063-9901-000 | 400 | USD | Flexible light guide 1500, 8/1000 mm (D)
417065-0000-000 | 108 | USD | Polarizer for focusing attachment d=6 mm (D)
417069-9001-000 | 952 | USD | Flexible light guide 1500, 5.6/2000 mm (D)
417072-0000-000 | 497 | USD | Flexible light guide 1500, 2x 5.6/1000 mm (D)
417075-9004-000 | 454 | USD | Flexible light guide, 2 branches 4.5/1000 mm (D)
417075-9011-000 | 1190 | USD | Slit-ring illuminator 1500 for incident-light dark field, d=66 mm (D)
417080-9002-000 | 249 | USD | Goose-neck light guide 200, 2x 3.5/500 mm (D)
417080-9005-000 | 152 | USD | Flexible light guide 200, 4.5/1000 mm (D)
417080-9008-000 | 639 | USD | 6-point ring illuminator 200, d=58 mm (D)
417084-9000-000 | 468 | USD | Cold-light source KL 300 LED for column 32 (D)
417084-9020-000 | 52 | USD | Halogen-light filter for focusing attachment d=6 mm (D)
417085-9001-000 | 108 | USD | Flexible light guide 200, 4.5/600 mm (D)
417085-9002-000 | 47 | USD | Light guide holder for Stemi mounts (D)
417089-0000-000 | 108 | USD | Focusing attachment d=10 mm (D)
417095-9040-000 | 578 | USD | Controller MC 1000 for VisiLED (D)
417095-9510-000 | 167 | USD | Holder d=66 mm to VisiLED DF (D)
423013-9010-000 | 6760 | USD | Illuminator HXP 120 V (D)
435442-0000-000 | 99 | USD | Clamp S to light guide (D)
435525-9200-000 | 250 | USD | Controller K LED
435540-9001-000 | 108 | USD | Flexible light guide 1500 ECO, 4.5/800 mm (D)
435540-9002-000 | 173 | USD | Flexible light guide 1500 ECO, 2x 4.5/1000 mm (D)
435540-9005-000 | 541 | USD | Slit-ring illuminator 1500 ECO, d=66 mm, 9/1000 mm (D)
435540-9006-000 | 757 | USD | Slit-ring illuminator 1500 ECO d=66 mm, 9/2000 mm (D)
435700-9000-000 | 1352 | USD | Cold-light source CL 9000 LED CAN (D)
435700-9101-000 | 936 | USD | Cold-light source CL 6000 LED (D)
435700-9200-000 | 720 | USD | Cold light source CL 4500 LED CRI90
435710-9000-000 | 759 | USD | Cold light source CL 1500 HAL
435716-0000-000 | 6266 | USD | Illuminator HXP 200C (D)
000000-0482-760 | 577 | USD | Lightguide HXP with liquid fill, 2m (D)
417075-9040-000 | 331 | USD | Gooseneck Light Guide 1500-90°, 2x 4.5/620 mm
417075-9100-000 | 192 | USD | Flexible light guide 1500, 5/1000mm (D)
423638-9280-000 | 1642 | USD | Fiber for CSU-X1, spare (D)
000000-0496-214 | 245 | USD | Shutter remote control for HXP C
000000-0544-644 | 244 | USD | Shutter remote control for HXP 120 V
417008-0000-000 | 62 | USD | Protective gloves
417009-0000-000 | 59 | USD | Face protection shield
423052-9572-000 | 922 | USD | LED module 470 nm for Axio
423052-9592-000 | 1389 | USD | LED module 385 nm for Axio
423052-9601-000 | 922 | USD | LED module neutral white 540-580 nm for Axio
423052-9760-000 | 649 | USD | LED Trigger Box for Colibri 7
423302-9000-000 | 470 | USD | Sheathing for Light Guide HXP for Stabilization
435506-0000-000 | 1406 | USD | Slit-ring illuminator d=66 mm without light guide (D)
435511-0000-000 | 119 | USD | Light-conducting rod 13 mm (D)
435512-0000-000 | 146 | USD | Light-conducting rod 51 mm (D)
435700-9020-000 | 47 | USD | Halogen Light Filter CL LED (D)
435700-9021-000 | 47 | USD | Day Light Filter CL LED (D)
435700-9022-000 | 52 | USD | Blue filter for CL LED (D)
435700-9023-000 | 47 | USD | Green filter for CL LED (D)
435700-9024-000 | 47 | USD | Yellow filter for CL LED (D)
435700-9025-000 | 47 | USD | Red filter for CL LED (D)
435700-9026-000 | 52 | USD | Neutral Filter 0.25 CL LED (D)
435700-9219-000 | 52 | USD | Halogen Light Filter CL 4500 LED (D)
380018-1830-000 | 9 | USD | Bulb 110V 15W Tungsten
380018-1730-000 | 34 | USD | Bulb 6V 15W with Centering Ring d=22mm
380029-7180-000 | 4 | USD | Bulb 6V 5W Tungsten
380029-9020-000 | 28 | USD | Bulb 6V 15W 2.5A Tungsten
000000-0213-940 | 37 | USD | Bulb 12V 100W Halogen - Jenaphot
000000-0234-793 | 40 | USD | Bulb 12V 35W Halogen - Axiovert 40/200 and Axio Observer
000000-0300-271 | 43 | USD | Halogen lamp 24V 250W (D)
000000-0402-943 | 34 | USD | Bulb 6V 30W Halogen - Axiovert 25/Axiolab
000000-0407-307 | 11 | USD | Bulb 12V 10W Halogen - DV4-C Trans
000000-0407-308 | 11 | USD | Bulb 12V 20W Halogen Reflector - DV4-C Epi
000000-0425-360 | 10 | USD | Bulb 12V 35W Halogen Reflector GU5.3
000000-0467-436 | 8 | USD | Bulb 12V 5W Halogen - Mirax
000000-0488-372 | 8 | USD | Bulb 12V 50W Halogen Reflector GU5.3
000000-1879-242 | 42 | USD | Bulb 12V 37W Halogen for Axio Vert
380059-1660-000 | 28 | USD | Bulb 12V 100W Halogen Rectangular Filament
380079-9550-000 | 27 | USD | Bulb 12V 50W Halogen
380079-9690-000 | 27 | USD | Bulb 6V 20W Halogen - Long Life - Axiostar
380120-7030-000 | 55 | USD | Bulb 6V 10W Halogen - KM
380143-1350-000 | 15 | USD | Bulb 6V 20W Halogen - ID03 & Stemi Trans 455140
415500-1901-000 | 17 | USD | Bulb 6V 30W Halogen for Primo
417053-0000-000 | 25 | USD | Bulb 15V 150W Halogen Reflector (D)
417080-9015-000 | 16 | USD | Bulb 12V 75W Halogen Reflector (D)
417085-9005-000 | 69 | USD | Bulb 8V 20W Halogen Reflector (D)
000000-0525-316 | 780 | USD | Lamp HXP 200, spare (D)
380301-9350-000 | 206 | USD | Burner Mercury - HBO 103 W/2 (F)
381619-0000-000 | 153 | USD | Burner Mercury - HBO 50 AC L1 (F)
380053-9870-000 | 435 | USD | Burner Xenon - XBO 75W/2 (ozone free)
423052-9022-000 | 1038 | USD | LED module 385 nm for Colibri
423052-9031-000 | 624 | USD | LED module 400 nm for Colibri
423052-9042-000 | 572 | USD | LED module 455 nm for Colibri
423052-9050-000 | 460 | USD | LED module 470 nm for Colibri
423052-9061-000 | 572 | USD | LED module 505 nm for Colibri
423052-9072-000 | 572 | USD | LED module 530 nm for Colibri
423052-9080-000 | 920 | USD | LED module 590 nm for Colibri
423052-9090-000 | 728 | USD | LED module 615 nm for Colibri
423052-9091-000 | 572 | USD | LED module 615 nm for Colibri
423052-9121-000 | 608 | USD | LED module 540 - 580 nm for Colibri
423052-9131-000 | 624 | USD | LED module 445 nm for Colibri
423052-9141-000 | 686 | USD | LED module 420 nm for Colibri
423052-9160-000 | 878 | USD | LED module 567/100 nm for Colibri
423057-9001-000 | 7149 | USD | LED Set 01 for excitation wavelengths 385, 470, 567, 625 nm
423057-9010-000 | 4459 | USD | LED Set 02 for excitation wavelengths 420, 520, 590 nm
423052-9511-000 | 1857 | USD | LED module 365 nm for Axio
423052-9521-000 | 922 | USD | LED module 625 nm for Axio
423052-9542-000 | 919 | USD | LED module 590 nm for Axio
423052-9552-000 | 922 | USD | LED module 530 nm for Axio
423052-9561-000 | 922 | USD | LED module 505 nm for Axio
423052-9621-000 | 865 | USD | LED module 445 nm for Axio
000000-0482-730 | 1080 | USD | Bulb mercury short-arc HXP 120 (D)
000000-1313-161 | 1051 | USD | X-Cite 120 Collimating Adapter, 35 mm (D)
432610-9040-000 | 730 | USD | Power Supply, external for HAL 100 and LED lamps, CAN connect
432610-9060-000 | 622 | USD | Power supply external for HAL 100 and LED lamps
000000-1103-709 | 95 | USD | External power supply 12V 1.25A
432604-9902-000 | 2055 | USD | Power supply unit for HBO 100, 90...250V, 50...60Hz, 265 VA
432607-0000-000 | 568 | USD | Power supply unit for HBO 50
432905-0000-000 | 229 | USD | Control panel with LCD display for FluoArc
415500-1814-000 | 243 | USD | Battery supply unit for Primo Star Fluorescence iLED or LED (D)
435422-9090-000 | 126.4 | USD | Adapter Cable K 12V (D)
000000-0127-019 | 1.13 | USD | Smelting fuse T 0.8A
432909-9901-000 | 398 | USD | Converter CAN - USB Rev.2 (D)
432927-9050-000 | 106 | USD | 4-position CAN hub for microscope stands with CAN interface
426924-9000-000 | 1055 | USD | DIC prism 0, I and II; 5x, 10x, 20x for modulator turret
426960-0000-000 | 1222 | USD | DIC slider EC PN 5x/0.16 0, W N-ACP 10x/0.3 I
000000-1045-073 | 1120 | USD | DIC slider Plan-Apo 10x/0.45 II
426924-9050-000 | 1595 | USD | DIC prism II HC 100x for modulator turret
426940-0000-000 | 1043 | USD | DIC slider EC PN 10x/0.30 I, 20x/0.50 II, PA 20x/0.80 II
426943-0000-000 | 1135 | USD | DIC slider Fluar 20x/0.75 II
426947-0000-000 | 1043 | USD | DIC slider LCI PN 25x/0.8 II
426949-0000-000 | 1135 | USD | DIC slider PA 100x/1.4 HC II
426949-9000-000 | 920 | USD | DIC slider Plan-Apochromat 100x/1.4 HC II
426950-0000-000 | 1196 | USD | DIC slider EC PN 63x/1.25 II HC, CA 63x/1.2 W II HC
426951-0000-000 | 1135 | USD | DIC slider EC PN 100x/1.30 II HC
426952-0000-000 | 1196 | USD | DIC slider PA 63x/1.4 HC II
426953-0000-000 | 1166 | USD | DIC slider Fluar 100x/1.45 HC II
426954-0000-000 | 1272 | USD | DIC slider LD PN 20x/0.40 II
426955-0000-000 | 1302 | USD | DIC slider LD PN 40x/0.60 II
426956-0000-000 | 1350 | USD | DIC slider LD PN 63x/0.75 II
426958-0000-000 | 1166 | USD | DIC slider LCI PN 63x/1.30 II HC
426967-9020-000 | 1028 | USD | DIC slider W PA 40x/1.0 II HC
426967-9050-000 | 993 | USD | DIC slider W N Achroplan 40x/0.75 II
426967-9070-000 | 1460 | USD | DIC slider Senarmont 75 W PA 20x/1.0 HC II
426968-9060-000 | 946 | USD | DIC slider N-Achroplan 20x/0.45 II
426968-9070-000 | 946 | USD | DIC slider N-Achroplan 40x/0.65 II
000000-1131-718 | 1159 | USD | DIC slider alpha Plan-Fluar 100x/1.45 III
426924-9010-000 | 1076 | USD | DIC prism III 40x for modulator turret
426924-9020-000 | 1055 | USD | DIC prism III HR 63x for modulator turret
426924-9040-000 | 1055 | USD | DIC prism III HR 100x for modulator turret
426941-0000-000 | 1289 | USD | DIC slider PA 100x/1.40 III
426941-9000-000 | 1066 | USD | DIC slider Plan-Apochromat 100x/1.4 III
426944-0000-000 | 1166 | USD | DIC slider EC PN and Fluar 40x/1.30 III, PA 40x/0.95 III
426945-0000-000 | 1043 | USD | DIC slider EC PN 40x/0.75 II, EC PN 100x/1.30 III
426946-0000-000 | 1208 | USD | DIC slider EC PN 63x1.25 III, CA 63x/1.2 W III
426947-9000-000 | 1074 | USD | DIC slider LD LCI PApo 40x/1,2 III
426947-9010-000 | 1075 | USD | DIC slider LD LCI PApo 63x/1.2 III
426948-0000-000 | 1043 | USD | DIC slider CA 40x/1.2 W, LD CA 40x/1.1 W III
426957-0000-000 | 1043 | USD | DIC slider PA 63x/1.40 III
426957-9000-000 | 1061 | USD | DIC slider C Plan-Apochromat 63x/1.4 III
426959-0000-000 | 1166 | USD | DIC slider LCI PN 63x/1.30 III
426961-0000-000 | 1109 | USD | DIC slider W PA 63x/1.0 III
426963-0000-000 | 1043 | USD | DIC slider PA 100x/1.46 III
426965-0000-000 | 1043 | USD | DIC slider PA 40x/1.3 III
426965-9000-000 | 1040 | USD | DIC slider C Plan-Apochromat 40x/1.3 III
426967-9000-000 | 1139 | USD | DIC slider Senarmont 75 W PA 20x/1.0 III
426967-9010-000 | 1081 | USD | DIC slider W PA 40x/1.0 III
426967-9080-000 | 1406 | USD | DIC slider PA 100x/1.57 III
426968-9000-000 | 1112 | USD | DIC slider PA 150x/1.35 III
426968-9010-000 | 1268 | USD | DIC slider EC PN 40x/0.9 III
426968-9090-000 | 946 | USD | DIC slider N-Achroplan 63x/0.85 III
444465-0000-000 | 1421 | USD | DIC slider Achroplan 40x/0.80 W III
426968-9130-000 | 900 | USD | DIC slider C EP-Apo 10x/0.4 Epi
444435-0000-000 | 1272 | USD | DIC slider LD 10x/0.25 epi
000000-1170-899 | 1266 | USD | DIC slider EC EPN 5x/0.13 / 10x/0.25 / 20x/0.50
426968-9020-000 | 1163 | USD | DIC slider EC EP 5x/0.13, 10x/0.2, 20x/0.4 Epi+
426968-9100-000 | 1163 | USD | DIC slider EC EP 5x/0.13; 10x/0.2; 20x/0.4 Epi+
426968-9140-000 | 1250 | USD | DIC slider C EP-Apo 20x/0.7 Epi
000000-1170-901 | 1266 | USD | DIC slider EC EPN 50x/0.80 and 100x/0.90 HR
000000-1210-957 | 1266 | USD | DIC slider LD EC EPN 20x/0.22 and 50x/0.55
426968-9030-000 | 1139 | USD | DIC slider EC EP 50x/0.7 Epi+
426968-9110-000 | 1009 | USD | DIC slider EC EP 40x/0.6 Epi+
426968-9150-000 | 1250 | USD | DIC slider C EP-Apo 50x/0.95 Epi
000000-1170-902 | 1266 | USD | DIC slider EC EPN 100x/0.90/50x/0.80 HC/LD EC EPN 100x/0.75
426968-9040-000 | 1163 | USD | DIC slider EC EP 100x/0.8 Epi+
426980-9000-000 | 812 | USD | Slider PlasDIC for A-Plan 20x/0.45
426980-9020-000 | 788 | USD | Slider PlasDIC for A-Plan 10x/0.25
426980-9030-000 | 812 | USD | Slider PlasDIC for A-Plan 40x/0.65
426980-9060-000 | 676 | USD | Slider PlasDIC for LD A-Plan 10x-63x
426980-9070-000 | 624 | USD | Slider PlasDIC for A-Plan 63x/0.8
444501-0000-000 | 673 | USD | Slider PlasDIC LD A-Plan 20x/0.30
444503-0000-000 | 673 | USD | Slider PlasDIC LD A-Plan 32x/0.40
444504-0000-000 | 1163 | USD | PlasDIC slider for LD PN 20x/0.40 corr
444505-0000-000 | 1191 | USD | PlasDIC slider for LD PN 40x/0.60 corr
444506-0000-000 | 1229 | USD | PlasDIC slider for LD PN 63x/0.75 corr
000000-1105-190 | 1634 | USD | TIC slider 6x20
000000-1105-192 | 1534 | USD | C-DIC slider 6x20 for EC EPN 5x-20x/LD EC EPN 20x-50x/EC EP 5x-100x
000000-1105-193 | 1534 | USD | C-DIC slider 6x20 for EC EPN 50x-100x/LD EC EPN 100x
426921-0000-000 | 1221 | USD | C-DIC prism for modulator turret
426922-0000-000 | 1221 | USD | C-DIC prism for modulator turret
426923-9901-000 | 1682 | USD | TIC prism for modulator turret for EC EPN 5x-100x
000000-1246-773 | 70 | USD | Slit-diaphragm 3.5mm for PlasDIC
424703-0000-000 | 1411 | USD | 4-position modulator turret for circular DIC/TIC
424704-9902-000 | 2147 | USD | 4-position modulator turret mot. for circular DIC/TIC
424705-0000-000 | 259 | USD | Compensator mount 6x20
424706-0000-000 | 430 | USD | Compensator mount 6x20 with DF stop
424707-9001-000 | 3218 | USD | 4-position modulator turret mot. for transmitted-light DIC
426715-9000-000 | 63 | USD | Slit-diaphragm 2mm for PlasDIC
426715-9010-000 | 63 | USD | Slit-diaphragm 4.5mm for PlasDIC
426717-9110-000 | 38 | USD | Slit diaphragm 3.5 mm PlasDIC for condenser (10x-40x)
426717-9120-000 | 38 | USD | Slit diaphragm 5 mm PlasDIC for condenser (40x/63x)
426717-9330-000 | 38 | USD | Slit diaphragm 3.5 mm PlasDIC for slider (10x-40x)
426717-9340-000 | 38 | USD | Slit diaphragm 5 mm PlasDIC for slider (40x/63x)
426980-9040-000 | 1144 | USD | PlasDIC module LD A-Plan 10x-63x for contrast slider 10x29 mm
426980-9080-000 | 1840 | USD | PlasDIC module LD A-Plan 10x-63x for contrast slider 10x29mm
426980-9090-000 | 1840 | USD | PlasDIC module LD PN 20x, 40x for contrast slider 10x29mm
000000-1005-862 | 467 | USD | Analyzer slider, fixed
000000-1005-863 | 1359 | USD | Analyzer slider +/- 30°
000000-1052-384 | 1039 | USD | Slider Pol for transmitted light
424921-9010-000 | 784 | USD | Analyzer module DIC tansmitted light ACR P&C shift free, modulator turr.
424921-9901-000 | 476 | USD | Analyzer module DIC ACR P&C for transmitted light
424932-9901-000 | 675 | USD | Analyzer module DIC ACR P&C shift free for transmitted light
424937-0000-000 | 476 | USD | Analyzer module Pol ACR P&C for transmitted light
424937-9901-000 | 476 | USD | Analyzer module Pol ACR P&C for transmitted light
424941-9020-000 | 614 | USD | Analyzer module D P&C for IR-DIC 770 nm
428102-0000-000 | 2441 | USD | Analyzer slider D/A with lambda-plate rotatable 360°
428107-9000-000 | 270 | USD | Analyzer to be screwed into tubes Axio Lab.A1
428108-9000-000 | 229 | USD | Analyzer fixed for contrast slider 10x29 mm
428112-9000-000 | 960 | USD | Analyzer DIC for Dual filter wheel
433605-0000-000 | 675 | USD | Analyzer slider fixed for transmitted light, 6x20
453663-9901-000 | 2651 | USD | Analyzer slider D/A with lambda-plate, each rotatable +/- 10°
453667-9901-000 | 842 | USD | Analyzer slider A 12x35 mm, 90° rotatable
453681-0000-000 | 801 | USD | Analyzer slide D fixed with lambda plate, 6x20
000000-1005-864 | 632 | USD | Polarizer D with 2-position filter changer
000000-1121-813 | 1067 | USD | Polarizer D, rotatable with color glass carrier
427701-0000-000 | 614 | USD | Polarizer D, fixed, removable
427703-9901-000 | 1810 | USD | Circular polarizing equipment D ACR, with rotatable lambda/4 plate
427706-0000-000 | 799 | USD | Polarizer D, 90° rotatable, removable
427707-0000-000 | 1074 | USD | Polarizer D, 90° rotatable with color filter carrier
427708-9901-000 | 498 | USD | Polarizer slider for LED illumination transmitted light
427710-9010-000 | 1081 | USD | Senarmont polarizer DIC
427710-9020-000 | 1373 | USD | Senarmont polarizer IR-DIC 770 nm
427710-9030-000 | 1723 | USD | Senarmont polarizer DIC/VIS-IR 770 nm
427710-9050-000 | 541 | USD | Polarizer D for condensers 0,8 and 0,9
427710-9070-000 | 428 | USD | Polarizer D, fixed for modulator disk
428109-9000-000 | 551 | USD | Polarizer slider D 10x46 mm, 90° rotatable
445226-0000-000 | 617 | USD | Polarizer fixed with lambda plate rotatable
453616-0000-000 | 182 | USD | Plug-in polarizer D
453621-0000-000 | 972 | USD | Polarizer D, rotatable
453623-0000-000 | 1580 | USD | Circular polarizer D
473600-0000-000 | 344 | USD | Polarizing filter 32 mm
427704-9901-000 | 2178 | USD | Polarizer slider for reflected light, 360° rotatable for Axio Imager
427710-9000-000 | 929 | USD | Polarizer slider A 6x30 mm, 90° rotatable
427710-9060-000 | 910 | USD | Polarizer slider RL 6x30 mm, 90° rotatable
000000-1115-698 | 4332 | USD | Tilting compensator K 0-30 Lambda, 6x20 (D)
000000-1115-700 | 4106 | USD | Tilting compensator B 0-5 Lambda, 6x20 (D)
000000-1140-663 | 1232 | USD | Wedge compensator 0-4 Lambda, 6x20 (D)
427900-9001-000 | 282 | USD | Compensator Lambda, 6x20, undetachably
427900-9011-000 | 272 | USD | Compensator Lambda/4, 6x20, undetachably
427900-9020-000 | 894 | USD | Wedge compensator 0-4 Lambda, 6x20
427900-9021-000 | 840 | USD | Compensator wedge 0-4 Lambda, 6x20, undetachably
453705-0000-000 | 234 | USD | Compensator Lambda, rotatable +/- 5°, 6x25
453706-0000-000 | 367 | USD | Compensator pol Lambda sub. +/- 10°
453707-0000-000 | 153 | USD | Compensator Lambda
453710-0000-000 | 427 | USD | Compensator Lambda, rotary, +/-8° 6x20
473704-0000-000 | 368 | USD | Compensator Lambda, 6x20
473714-0000-000 | 485 | USD | Compensator Lambda/4, 6x20
000000-1101-319 | 865 | USD | Intermediate plate for slider 6x35
000000-1105-156 | 977 | USD | Bertrand system module Pol P&C
424941-9040-000 | 977 | USD | Bertrand system module Pol P&C with analyzer
428101-0000-000 | 565 | USD | Analyzer slider D/A, fixed
428103-0000-000 | 1931 | USD | Analyzer slider D/A, 360° rotatable
428105-0000-000 | 972 | USD | Depolarization slider D/A
428106-9000-000 | 785 | USD | Quartz depolarizer with tube-lens for tubes Axio Scope.A1
428106-9010-000 | 919 | USD | Quartz depolarizer with tube-lens for tubes Axio Scope.A1
428106-9020-000 | 427 | USD | Quartz depolarizer to be screwed into tubes Axio Lab.A1
428106-9030-000 | 853 | USD | Quartz depolarizer with tube-lens for tubes Axio Imager
428106-9040-000 | 560 | USD | Quarz depolarizer for tubes Primotech
428108-9020-000 | 707 | USD | Analyzer slider D/A, 360° rotatable, 6x30mm
428108-9021-000 | 669 | USD | Analyzer slider TL/RL, 360° rotatable, 6x30, undetachably, lockable
428108-9030-000 | 406 | USD | Polarizer slider A, fixed 6x30mm
428108-9031-000 | 384 | USD | Polarizer slider RL, fixed 6x30, undetachably
428108-9050-000 | 420 | USD | Analyzer slider TL/RL, fixed, 6x30, undetachably
430038-9010-000 | 6651 | USD | Upgrade Kit polarization for Axio Scan.Z1
452375-0000-000 | 877 | USD | Intermediate plate for slider 12x46
453653-0000-000 | 915 | USD | Quartz depolarizer d=32 mm
453671-0000-000 | 1523 | USD | Bertrand lens slider 12x46
453679-0000-000 | 87 | USD | Pol adjusting aid
000000-1005-832 | 360 | USD | Specimen stage 250x230 mm
415510-1308-000 | 135 | USD | Attachable stage enlargement 2x66 mm
432002-9902-000 | 1245 | USD | Mechanical stage 75x50 R with hardcoat anodized surface
432017-9901-000 | 601 | USD | Specimen stage 250x230 mm with hardcoat anodized surface
432037-9000-000 | 156 | USD | Specimen stage 232x230 mm with hardcoat anodized surface
451225-9901-000 | 147 | USD | Specimen stage 210x290 mm
451335-0000-000 | 1266 | USD | Specimen stage 211x230 mm for Axiovert 100/135
000000-1005-834 | 1489 | USD | Mechanical stage 130x85 R/L without mounting frames
432002-0000-000 | 760 | USD | Mechanical stage 75x50 with ceramic coating, drive on the right
432006-9902-000 | 1245 | USD | Mechanical stage 75x50 L with hardcoat anodized surface
432012-9902-000 | 1245 | USD | Mechanical stage 75x50 R 120 mm with hardcoat anodized surface
432016-9902-000 | 2669 | USD | Mechanical stage 130x85 R/L
432018-9020-000 | 3083 | USD | Mechanical stage, right transmitted/reflected light, 105x105/85mm (D)
432035-9000-000 | 438 | USD | Mechanical stage 75x50 R with hardcoat anodized surface
432035-9011-000 | 1489 | USD | Mechanical stage 75x50 R ergon. drive, fixed position
432035-9021-000 | 619 | USD | Mechanical stage 75x50 R basic, Axio Imager, hardcoat anodized surface
432035-9070-000 | 525 | USD | Mechanical stage 75x50 R with special surface, high load capacity
432035-9140-000 | 1813 | USD | Mechanical stage 75x50 L ergon. drive, fixed position
432035-9151-000 | 270 | USD | Mechanical stage 75x30 R with hardcoat anodized surface, Axio Lab.A1
432035-9161-000 | 319 | USD | Mechanical stage 75x30 L with hardcoat anodized surface, Axio Lab.A1
432035-9180-000 | 1136 | USD | Mechanical stage 75x30 R ergon. drive, fixed position
432036-9030-000 | 7409 | USD | Mechanical stage A 300x300 R with stage carrier Axio Imager Vario
432036-9040-000 | 4056 | USD | Mechanical stage A/D 200x200 R with stage carrier Axio Imager Vario
432047-9902-000 | 2790 | USD | Mechanical stage 130x85 R/L with short coaxial drive
451227-9902-000 | 1664 | USD | Mechanical stage 40x40, reflected light
453527-9903-000 | 1596 | USD | Mechanical stage 75x50 R for reflected light
432001-9902-000 | 2025 | USD | Mechanical stage 75x50/240° R with hardcoat anodized surface
432035-9051-000 | 1752 | USD | Mechanical stage 75x50/240° R with hardcoat anodized surface
451228-4001-000 | 156 | USD | Glass insert 115 mm, d=10 mm
451228-4002-000 | 242 | USD | Glass insert 115 mm, d=27 mm
451228-4006-000 | 237 | USD | Glass insert 115 mm, d=50 mm
471722-9902-000 | 2056 | USD | Gliding stage Z with stage inserts d=24 and 48mm
000000-1105-157 | 1503 | USD | Rotary stage Pol with clickstops
432007-0000-000 | 3802 | USD | Rotary stage Pol 360°, 45° click stops switchable, for Axio Imager
432035-9130-000 | 1649 | USD | Rotary stage Pol, 360° with 45° clickstops (freely defineable)
453550-0000-000 | 4474 | USD | Rotary stage Pol, 360° with clickstops
432018-9002-000 | 3480 | USD | Mechanical stage 75x50 R; SCD (D)
432018-9010-000 | 6462 | USD | Mechanical stage, right transmitt./reflect.light, 105x105/85mm SCD (D)
432035-9111-000 | 1716 | USD | Display unit Profiler SCD (D)
432024-9903-000 | 8297 | USD | Mechanical Stage 75x50 mot; CAN (D)
432026-9000-000 | 7176 | USD | Mechanical stage 75x50 mot standard; CAN (D)
000000-0538-386 | 23972 | USD | Scanning stage XY DC 110x90 w. attachment Z Piezo/Rot.En. Rev.4 (D)
000000-2052-336 | 12970 | USD | Scanning Stage 150x150 (D)
432022-9903-000 | 10046 | USD | Scanning Stage 130x85 PIEZO (D)
432023-9901-000 | 10381 | USD | Scanning Stage 225x85; PIEZO (D)
432027-9001-000 | 12428 | USD | Scanning Stage 130x100 PIEZO (D)
432029-9904-000 | 9360 | USD | Scanning Stage 130x100 STEP (D)
432031-9902-000 | 9896 | USD | Scanning Stage 130x85 mot P; CAN (D)
432033-9902-000 | 8840 | USD | Scanning Stage 130x85 STEP (D)
432034-9001-000 | 13900 | USD | Scanning Stage 130x85 MAT; CAN (D)
432034-9020-000 | 6381 | USD | Scanning Stage 100x100 STEP (D)
432036-9010-000 | 18928 | USD | Scanning Stage 300x300 STEP with stage carrier Axio Imager Vario
432036-9020-000 | 15856 | USD | Scanning Stage 200x200 STEP with stage carrier Axio Imager Vario
000000-0511-099 | 17502 | USD | Linkam Heating Stage System TS1500-7/3; 110V (D)
000000-1116-066 | 2226 | USD | Temperable microscope stage
000000-1510-302 | 7200 | USD | Linkam Heating/Freezing Stage THMS600 (D)
000000-1510-342 | 7200 | USD | Linkam Heating/Freezing Stage LTS420 (D)
000000-1510-344 | 617 | USD | Linkam Stage Adapter Plate (D)
000000-1693-651 | 4056 | USD | Linkam THMS-LNP95 Cooling System; 110V (D)
000000-1693-654 | 3650 | USD | Linkam LTS-LNP95 Cooling System; 110V (D)
000000-1693-655 | 827 | USD | Linkam ECP Water Circulation Pump; 110V (D)
432049-9000-000 | 2681 | USD | Heating stage S1
000000-0496-315 | 817 | USD | Mounting frame K for multiwell plates (D)
000000-1070-588 | 264 | USD | Specimen holder, reflected light for mechanical stage 75x50
000000-1116-077 | 981 | USD | Universal mounting frame M-Duo
000000-1116-078 | 981 | USD | Universal mounting frame K-Duo
000000-1132-489 | 92 | USD | Specimen holder for one-hand operation
000000-1272-644 | 779 | USD | Universal mounting frame K-M
000000-1755-533 | 1298 | USD | Mounting frame K-AM for multiwell plates (D)
411860-9080-000 | 1518 | USD | Heatable universal mounting frame K-H S1 (D)
411860-9082-000 | 1518 | USD | Heatable universal mounting frame K-H-L S1 (D)
411860-9086-000 | 1518 | USD | Heatable universal mounting frame M-H S1 (D)
411860-9088-000 | 1779 | USD | Heatable universal mounting frame A-H S1 for KT 75x50 (D)
415510-1304-000 | 189 | USD | Mounting frame M for microtiter plates 96 positions
415510-1305-000 | 71 | USD | Mounting frame for Petri dishes d=35 mm
415510-1306-000 | 71 | USD | Mounting frame for Petri dishes d=54 mm and specimen slides 76x26 mm
415510-1307-000 | 71 | USD | Mounting frame for Petri dishes d=65 mm
432301-0000-000 | 185 | USD | Specimen holder for slide 76x26 mm for one-hand operation
432302-0000-000 | 245 | USD | Specimen holder, reflected light, for mechanical stage 75x50
432303-0000-000 | 245 | USD | Specimen holder, special, for 2 slides 76x26 mm
432304-0000-000 | 1779 | USD | Heatable universal mounting frame A-H for mechanical stage 75x50
432306-0000-000 | 1116 | USD | Mounting frame for 8 slides 76x26 mm (D)
432306-9000-000 | 1575 | USD | Mounting frame for 7 Geo Slides (D)
432308-0000-000 | 245 | USD | Specimen holder 76x26, one-hand operation for immersion
432309-0000-000 | 276 | USD | Ergo specimen holder for 76x26 mm slides, for one-hand operation
432310-0000-000 | 356 | USD | Adapter Plate for Mounting Frames (D)
432311-9901-000 | 583 | USD | Universal mounting frame for Petri dishes and slides
432312-0000-000 | 165 | USD | Glass Insert Plate (D)
432313-0000-000 | 307 | USD | Metal Insert Plate (D)
432314-0000-000 | 215 | USD | Mounting frame for 96 multiwell ELISPOT plates HA/IP (D)
432315-0000-000 | 276 | USD | Mounting frame for slide 76x26 (D)
432315-9000-000 | 590 | USD | Mounting frame for 1 Geo Slide 48x28 mm (D)
432316-0000-000 | 307 | USD | Mounting frame for multiwell plates or ELISPOT HTS (D)
432317-0000-000 | 368 | USD | Mounting frame for Terasaki plate (D)
432318-0000-000 | 479 | USD | Mounting frame for two slides 76x26 (D)
432320-9901-000 | 792 | USD | Holder for round particle filters Rev. 2
432321-9901-000 | 264 | USD | Mounting frame for holder of round particle filters
432322-9000-000 | 696 | USD | Mounting frame for steel specimen (D)
432322-9010-000 | 1288 | USD | Stage insert 160x116mm with holder for 4" wafer, rotatable (D)
432323-9000-000 | 76 | USD | Specimen holder for one-hand operation, spring lever left
432324-9000-000 | 373 | USD | Metal Insert Plate, frame size 246x246 mm (D)
432324-9010-000 | 373 | USD | Glass Insert Plate, frame size 246x246 mm (D)
432324-9020-000 | 1136 | USD | Mounting Frame with Mask holder for 6"x6", frame size 246x246 mm (D)
432332-9000-000 | 664 | USD | Mounting Frame for Microwell/ Insert Plates; Celldiscoverer 7
432332-9010-000 | 846 | USD | Mounting frame incubation for microwell/insert plates Celldiscoverer 7
432332-9030-000 | 518 | USD | Insert plate for 6 Petri dishes 35
432332-9040-000 | 558 | USD | Insert plate for 1 Petri dish 35/60
432332-9050-000 | 472 | USD | Insert plate for 2 slides 76x26 mm
432332-9060-000 | 1048 | USD | Mounting frame incubation for perfusion with POC-R2; Celldiscoverer 7
432332-9070-000 | 472 | USD | Insert plate for 2 slides/Lab-TekTM chambers 57x26 mm
432333-9000-000 | 87 | USD | Specimen holder basic for one-hand operation, spring lever left
432333-9010-000 | 146 | USD | Specimen holder plate for slides
432333-9030-000 | 270 | USD | Mounting frame Flex M
432333-9050-000 | 156 | USD | Mounting frame insert Flex M, petridishes
432333-9060-000 | 135 | USD | Mounting frame insert Flex M, slides and chambers
432334-9001-000 | 341 | USD | Mounting frame K; low profile, for reflected light, d=72 mm
432335-9000-000 | 18387 | USD | Stage top frame Z PIEZO (D)
432335-9020-000 | 892 | USD | Stage insert Z PIEZO for specimen slides 76x26 (D)
432335-9030-000 | 811 | USD | Stage insert Z PIEZO for Petri dishes (D)
432335-9040-000 | 1136 | USD | Stage insert Z PIEZO universal (D)
432335-9050-000 | 757 | USD | Stage insert Z PIEZO for multi well plates (D)
432335-9070-000 | 595 | USD | Stage insert Z PIEZO for Heating Inserts P S1 / Mxx S1 (D)
432335-9080-000 | 894 | USD | Mounting frame for Specimen holder CorrMic MAT; 96x86 (D)
432335-9091-000 | 894 | USD | Mounting frame K for Specimen holder CorrMic MAT; 160x110 Rev.2 (D)
432335-9102-000 | 2714 | USD | Specimen holder CorrMic MAT Universal B Rev.2 (D)
432335-9111-000 | 3022 | USD | Specimen holder CorrMic MAT for Particle Analysis; 47 mm (D)
432335-9121-000 | 2734 | USD | Specimen holder CorrMic MAT for flat samples / stubs (D)
432335-9131-000 | 3022 | USD | Specimen holder CorrMic MAT for Particle Analysis; 50 mm (D)
432335-9160-000 | 894 | USD | Mounting frame for Specimen holder CorrMic MAT; 96x86 (D)
432335-9170-000 | 770 | USD | Adapter plate CorrMic with SEM interface; 96x86 (D)
432335-9181-000 | 1154 | USD | Adapter plate CorrMic with SEM interface; 160x116 (D)
432335-9210-000 | 48 | USD | SEM stubs with 1/2" surface and 1/8" pin, 10 pc. (D)
432335-9220-000 | 3509 | USD | Specimen holder CorrMic MAT for Geo Slides (D)
432335-9300-000 | 2865 | USD | Specimen holder CorrMic LS for cover glasses 22x22 mm (D)
432335-9310-000 | 3028 | USD | Specimen holder CorrMic LS for TEM Grids (D)
432335-9320-000 | 818 | USD | Mounting Frame K for Specimen holder CorrMic LS (D)
432337-9002-000 | 5512 | USD | Magazine for 12 slides 76x26mm mot. for Axio Scan.Z1
432337-9012-000 | 13728 | USD | Magazine for 100 slides 76x26mm mot. for Axio Scan.Z1
432337-9020-000 | 187 | USD | Mounting frame for 4 slides 76x26 mm for Axio Scan.Z1
432337-9030-000 | 187 | USD | Mounting frame for 2 slides 76x52 mm for Axio Scan.Z1
432337-9050-000 | 222 | USD | Mounting frame for slides 26x76mm and 52x76mm for Axio Scan.Z1
432337-9080-000 | 550 | USD | Mounting frame for 1 slide 102x76 mm for Axio Scan.Z1
432337-9090-000 | 129 | USD | Insert for slides 28x48mm for Axio Scan.Z1
432339-9000-000 | 17918 | USD | Stage attachment Z PIEZO WSB 500 (D)
432339-9030-000 | 1223 | USD | Stage insert Z PIEZO WSB 500 Universal (D)
432339-9040-000 | 810 | USD | Stage insert Z PIEZO WSB 500 for multi well plates (D)
432339-9050-000 | 810 | USD | Stage insert Z PIEZO WSB 500 for Heating Inserts P S1 / Mxx S1 (D)
432339-9060-000 | 1115 | USD | Stage insert Z PIEZO WSB 500 for specimen slides 76x26 (D)
432339-9070-000 | 971 | USD | Stage insert Z PIEZO WSB 500 for Petri dishes (D)
432636-9000-000 | 2434 | USD | Wafer holder rotating, for 8" and 12" wafer (D)
432636-9010-000 | 1795 | USD | Wafer holder rotating, for 6" and 8" wafer (D)
432636-9020-000 | 3742 | USD | Vacuum wafer holder rotating, for 8" and 12" wafer (D)
432636-9030-000 | 2807 | USD | Vacuum wafer holder rotating, for 6" and 8" wafer (D)
433615-9020-000 | 2436 | USD | Sample chamber basis for Celldiscoverer 7
433616-9010-000 | 48585 | USD | Plate Loader for microwell plates (D)
451341-0000-000 | 310 | USD | Mounting Frame K for specimen slider 76x26 mm
451344-0000-000 | 279 | USD | Mounting frame K for reflected light, d=72mm
451352-0000-000 | 666 | USD | Universal mounting frame K
451353-0000-000 | 762 | USD | Universal mounting frame K-X
453563-0000-000 | 587 | USD | Specimen holder D Pol
453564-0000-000 | 775 | USD | Specimen holder A Pol
471717-0000-000 | 666 | USD | Universal mounting frame M-X
471718-0000-000 | 666 | USD | Universal mounting frame M
471719-0000-000 | 337 | USD | Mounting frame M for specimen slider 76x26
471742-0000-000 | 362 | USD | Mounting frame M for Petri dishes, dia. 36 mm
471743-0000-000 | 362 | USD | Mounting frame M for Petri dishes, dia. 54 mm
471744-0000-000 | 341 | USD | Mounting frame M for multitest dishes 133.5 x 88.5 mm
471746-0000-000 | 352 | USD | Mounting frame M for microtiter plates 96 positions
471747-0000-000 | 352 | USD | Mounting frame M for microtest plates 60, 72 and 120 positions
471759-0000-000 | 362 | USD | Mounting frame M for Petri dishes, dia. 88 mm
473371-9902-000 | 37 | USD | Stage clip
473448-0000-000 | 128 | USD | Specimen holder 50 R
000000-1005-833 | 1249 | USD | Object guide 130x85 mm right
000000-1110-991 | 1466 | USD | Object guide 130x85 mm left
413455-0000-000 | 589 | USD | Specimen guide 75x25 for slides
415510-1303-000 | 676 | USD | Object guide 108x72 R for Primovert
432323-9010-000 | 173 | USD | Attachable object guide Pol, 45x25 mm
432323-9011-000 | 173 | USD | Object guide Pol 47x27 mm, attachable
432333-9040-000 | 510 | USD | Object guide M 130x85 mm for Axio Vert
432338-9000-000 | 156 | USD | Object guide Pol 35x30 mm, attachable for Primotech
451230-0000-000 | 965 | USD | Object traverser M; 130x85 mm, for Axiovert 40/25
453560-0000-000 | 3178 | USD | Object guide Pol 45x25 mm, with click stop
453561-9901-000 | 1616 | USD | Attachable object guide Pol, 28x48 mm
415510-1301-000 | 115 | USD | Stage insert, metal; D=110 mm
415510-1302-000 | 81 | USD | Stage insert, glass; D=110 mm, d=38 mm
432019-9000-000 | 94 | USD | Adapter plate 2mm for mechanical stages 75x50 with 18mm stage plate
432328-9020-000 | 152 | USD | Stage insert, metal; D=115 mm, aperture d=10 mm
432328-9040-000 | 152 | USD | Stage insert, metal; D=115 mm, aperture d=20 mm
432328-9050-000 | 152 | USD | Stage insert, metal; D=115 mm, aperture d=25.4 mm
432328-9060-000 | 140 | USD | Stage insert, metal; D=115 mm, aperture d=30 m
432335-9151-000 | 884 | USD | SEM Adapter for Specimen holder CorrMic MAT Universal B (D)
432335-9191-000 | 832 | USD | Calibration Marker CorrMic (Stub), 3 pc. (D)
432335-9331-000 | 982 | USD | SEM Adapter for Specimen holder CorrMic LS for cover glasses (D)
432335-9341-000 | 1146 | USD | SEM/STEM Adapter for Specimen holder CorrMic LS for TEM Grids (D)
432904-9901-000 | 1374 | USD | Electronic Coaxial Drive; CAN (D)
451326-9901-000 | 129 | USD | Stage insert, metal; D=72 mm, d=10 mm
451327-9901-000 | 129 | USD | Stage insert, metal; D=72 mm, d=20 mm
451328-9000-000 | 129 | USD | Stage insert, metal; D=72 mm, d=23 mm
451328-9010-000 | 129 | USD | Stage insert, metal; D=72 mm Drop Shape
451345-9902-000 | 411 | USD | Stage insert, metal; 160x110 mm, d=28 mm
451346-9901-000 | 411 | USD | Stage insert, metal; 160x110 mm, d=36 mm
451347-9901-000 | 411 | USD | Stage insert, metal; 160x110 mm, d=48 mm
473378-0000-000 | 40 | USD | Glass plate d=72 mm for specimen stages
000000-0428-271 | 541 | USD | Binocular tube 30°/20 for "Axiostar"
415500-1401-000 | 461 | USD | Binocular phototube 30°/20 (50:50) for Primo Star, reversed image
415500-1402-000 | 1966 | USD | Tube HD 30°/20 with integrated HD IP Camera 5 MP for Primo Star
425500-0000-000 | 1196 | USD | Binocular tube 30°/25, reversed image
425520-9000-000 | 701 | USD | Binocular tube 30°/23, reversed image
425520-9020-000 | 1402 | USD | Binocular phototube 30°/23 (100:0/0:100), reversed image
425520-9030-000 | 1285 | USD | Binocular phototube 20°/23 (100:0/0:100), upright image
425520-9060-000 | 701 | USD | Binocular tube 30°/23, reversed image, Axio Imager
425520-9090-000 | 701 | USD | Binocular tube 20°/23, upright image
425522-9000-000 | 433 | USD | Binocular tube 30°/20, reversed image
425523-9000-000 | 884 | USD | Binocular tube 45°/23
425537-0000-000 | 1221 | USD | Binocular tube 45°/23
425538-9000-000 | 369 | USD | Tube 30°/20 for Primotech
425538-9010-000 | 520 | USD | Binocular phototube 30°/23 (50:50), for Primotech
425538-9020-000 | 2609 | USD | Tube 30°/20 with integrated HD IP Camera 5MP for Primotech
425538-9020-100 | 2595 | USD | Tube 30°/20 with integrated HD IP Camera 5MP for Primotech
425538-9030-000 | 1730 | USD | Tube 30°/20 with integrated HD IP Camera 3MP for Primotech
425538-9040-000 | 520 | USD | Tube 30°/20 Pol for Primotech
452928-0000-000 | 488 | USD | Binocular tube 45°/20 ICS
425518-9010-000 | 4618 | USD | Comfortable binocular Ergotube 8-33°/23, 50mm high, reversed image
425520-9040-000 | 2278 | USD | Binocular Ergophototube 5-30°/23 (100:0/0:100), upright image
425520-9050-000 | 3191 | USD | Comfortable binocular Ergophototube 15°/23 (50:50)
425520-9080-000 | 1947 | USD | Binocular Ergotube 5-30°/23 (co-obs.), upright image
425522-9020-000 | 2109 | USD | Binocular Ergotube 8-38°/20, reversed image
425522-9040-000 | 4326 | USD | Comfortable binocular Ergotube 8-33°/22, 50mm high, reversed image
425523-9040-000 | 2392 | USD | Binocular ergotube 30-60°/23
425535-0000-000 | 3434 | USD | Binocular ergotube 25°/23, 50 mm horizontal adjustment
425521-9000-000 | 5256 | USD | Binocular phototube 20°/20, (100:0/0:100) zoom 0.5-4x, 2x 60N
000000-1005-828 | 4591 | USD | Binocular phototube with sliding prism 45°/23
425501-0000-000 | 1704 | USD | Binocular phototube 30°/25 (30vis:70doc), reversed image
425502-0000-000 | 3588 | USD | Binocular phototube 30°/25 (100:0/30:70/0:100), reversed image
425503-9901-000 | 1811 | USD | Binocular phototube 15°/25 (100:0/0:100), upright image
425504-0000-000 | 7604 | USD | Binocular phototube 30°/25 mot. with two camera ports 60N
425506-0000-000 | 4263 | USD | Binocular phototube 30°/25 (100:0/30:70/0:100), reversed image
425520-9010-000 | 929 | USD | Binocular phototube 30°/23 (50:50), reversed image
425520-9070-000 | 1397 | USD | Binocular phototube 30°/23 (50:50), reversed image, Axio Imager
425520-9100-000 | 1638 | USD | Binocular phototube Pol 20°/23 (100:0/0:100), upright image
425521-9020-000 | 2628 | USD | Binocular phototube 15°/23 (100:0/0:100), upright image
425521-9040-000 | 2657 | USD | Binocular phototube 20°/23 (100:0/0:100), reversed image
425521-9060-000 | 3754 | USD | Binocular phototube 30°/23 (100:0/0:100), reversed image
425522-9010-000 | 957 | USD | Binocular phototube 30°/20 (50:50), reversed image
425523-9020-000 | 1352 | USD | Binocular phototube, left port 45°/23 (50:50)
425523-9030-000 | 1352 | USD | Binocular phototube, 45°/23 (50:50)
425536-0000-000 | 3986 | USD | Binocular phototube 45°/23 with sliding prism
452910-0000-000 | 2466 | USD | Binocular phototube 30°/20
000000-1222-025 | 2579 | USD | Binocular phototube 20°/20 Pol (100:0/0:100)
425517-0000-000 | 8206 | USD | Binocular phototube Pol 15°/23 (100:0/0:100), upright image
425512-0000-000 | 2596 | USD | Binocular Ergophototube 20°/23 (100:0/0:100), reversed image
425514-0000-000 | 2932 | USD | Binocular Ergophototube 20°/23 MAT (100:0/0:100), upright image
425515-0000-000 | 2920 | USD | Comfortable binocular Ergophototube 15°/23 (50:50), upright image
425518-9020-000 | 3075 | USD | Phototube Ergo 6-25°/23 (100/100), upright image, Axio Imager
425521-9051-000 | 3028 | USD | Ergophototube 6-25°/23 (100:0/0:100), upright image, Axio Examiner
425522-9030-000 | 2271 | USD | Binocular Ergophototube 8-38°/20 (50:50), reversed image
477901-0000-000 | 828 | USD | TV-tube, long
423732-9040-000 | 103 | USD | Intermediate plate Axio Lab.A1 for tubes
425518-9000-000 | 1190 | USD | Tube module 60N, 100% to the camera, reversed image
425524-9000-000 | 518 | USD | Tube module 60N, 90° for Axio Scan.Z1
425524-9010-000 | 2038 | USD | Tube module 3x 60N mot., 90° for Axio Scan.Z1
426137-9000-000 | 1752 | USD | Magnification changer 4x, switchable 60N-60N
426137-9010-000 | 876 | USD | Module 0.5x for magnification changer
426137-9020-000 | 584 | USD | Module 1.6x for magnification changer
426137-9030-000 | 584 | USD | Module 2.5x for magnification changer
426137-9040-000 | 584 | USD | Module 4.0x for magnification changer
426137-9050-000 | 584 | USD | Module 5.0x for magnification changer
452968-0000-000 | 827 | USD | Adapter plate for stand Axioplan 2
425141-8032-000 | 269 | USD | Attenuation filter for tubes Axio Imager on center comp. multidisc.
425141-9901-000 | 3218 | USD | Center component for multidiscussion, for tube carrier left and right
425143-9000-000 | 3894 | USD | Center comp. Co-observation, for tube carrier light-intensive, left
425145-9000-000 | 3110 | USD | Center component for multidiscussion, for tube carrier left and right
425145-9010-000 | 3056 | USD | Center comp. Co-observation for Axio Scope.A1/Axio Lab.A1
425145-9020-000 | 2407 | USD | Tube carrier multidiscussion for 2 tubes, connect linear left/right
425145-9030-000 | 2434 | USD | Tube carrier multidiscussion for 1 tube, arm left deflection, connect
425145-9040-000 | 2434 | USD | Tube carrier multidiscussion for 1 tube, arm right deflection, connect
425145-9050-000 | 2136 | USD | Tube carrier multidiscussion for 2 tubes, end panel linear, l/r
425145-9060-000 | 1920 | USD | Tube carrier for 1 Co-observer, light-intensive, end panel, left
425145-9070-000 | 211 | USD | Adaptation set for tubes Axio Scope.A1 on center comp. multidisc.
452184-0000-000 | 7511 | USD | Intermediate tube Pol for orthoscopy and conoscopy
423733-9000-000 | 1404 | USD | Intermediate tube reflected Light, LED 3W 5000K
423733-9030-000 | 2438 | USD | Intermediate tube TL/RL Pol conos., LED 3W 5000K, reflector turet 3x
423733-9100-000 | 1911 | USD | Intermediate tube transmitted light with Bertrand system
000000-1005-856 | 1166 | USD | Optovar 2.5x
000000-1145-667 | 895 | USD | Optovar 1.25x
000000-1268-705 | 847 | USD | Optovar 1.6x
424934-0000-000 | 1457 | USD | Optovar module 1.25x ACR P&C for transmitted light
424935-0000-000 | 1415 | USD | Optovar module 1.6x ACR P&C for transmitted light
424936-0000-000 | 1003 | USD | Optovar module 2.5x ACR P&C for transmitted light
425303-0000-000 | 1104 | USD | Tube-lens 1.25x for Axio Imager/Axio Scope
425304-0000-000 | 981 | USD | Tube-lens 1.6x for Axio Imager/Axio Scope
425305-0000-000 | 957 | USD | Tube-lens 2.5x for Axio Imager/Axio Scope
425307-0000-000 | 686 | USD | Tube-lens 4.0x for Axio Imager/Axio Scope
452194-0000-000 | 1211 | USD | "Optovar" module 1.6x (only for transmitted light)
425302-9901-000 | 3158 | USD | 5-position tube-lens turret, mot., with Bertrand system
425309-9901-000 | 2914 | USD | 5-position tube-lens turret, cod., with Bertrand system
425313-9010-000 | 1665 | USD | 3-position tube-lens turret with tube-lens 1x
467830-0000-000 | 124 | USD | Heat protection filter KG 1, d=32x2
000000-1155-789 | 61 | USD | White-balance filter, d=32x1.5 mm
427809-9000-000 | 31 | USD | Conversion filter 5700-3200 K, d=32 mm
427809-9010-000 | 31 | USD | Conversion filter 5700-3200 K, d=25 mm
447810-9000-000 | 62 | USD | White-balance filter, d=25x1.5 mm
447810-9010-000 | 63 | USD | White-balance filter, d=36x2 mm
447825-0000-000 | 77 | USD | Conversion filter 3200-5500K; d=25x2
000000-1220-224 | 11 | USD | Contrast-enhancing blue filter, d=32x2 mm
000000-1374-896 | 25 | USD | Green filter, d=32x2 mm
000000-1764-617 | 16 | USD | Color filter 1, mounted
415500-1804-000 | 54 | USD | Color filter set blue, green, yellow, d=45x1.5 for Primo
447835-0000-000 | 32 | USD | Grey filter 0.06, d=25x2
447836-0000-000 | 120 | USD | Grey filter 0.25, d=25x2
467842-0000-000 | 153 | USD | Grey filter 0.03, d=32 mm
415510-1813-000 | 20 | USD | Neutral-density filter 0.12 mounted, d=43 mm
424228-9060-000 | 68 | USD | Neutral-density filter 0.05 for condenser
424931-0001-000 | 30 | USD | Neutral-density filter 0.10 d=23x1 for reflector module FL EC P&C
467848-0000-000 | 27 | USD | Neutral-density filter 0.06, d=32x2
467849-0000-000 | 28 | USD | Neutral-density filter 0.25; d=32x2
487935-9000-000 | 239 | USD | Neutral-density filter set D, d=32 mm Axio Examiner
415510-1900-000 | 71 | USD | Interference filter green, d=45 mm
447805-9901-000 | 127 | USD | IF green filter, d=25x4
467803-0000-000 | 72 | USD | Interference wide-band filter green, d=32x4
467876-0001-000 | 118 | USD | IR blocking filter d=42x2.5
423052-0101-000 | 437 | USD | Beam combiner 425 nm
423052-0102-000 | 437 | USD | Beam combiner 490 nm
423052-0103-000 | 437 | USD | Beam combiner 565 nm
423052-0105-000 | 200 | USD | Beam combiner 660 nm 26x36 mm
446434-0011-000 | 232 | USD | Secondary dichroic mirror DM 510 for CSU-X1; 36x26x1 (E)
446437-0011-000 | 266 | USD | Secondary dichroic mirror DM 560 for CSU-X1; 36x26x1 (E)
447963-9010-000 | 867 | USD | Dichroic mirror quadruple QDM 405+488+532+647; 13x15x0.5 (E)
447963-9020-000 | 834 | USD | Dichroic mirror triple TDM 457+514+647; 13x15x0.5 (E)
447963-9030-000 | 867 | USD | Dichroic mirror double DDM 488+532; 13x15x0.5 (E)
447963-9050-001 | 1092 | USD | Dichroic mirror DM 488; 13x15x0.5 (E)
447963-9060-001 | 572 | USD | Dichroic mirror triple TDM 405+488+561; 13x15x0.5 (E)
447963-9080-000 | 1700 | USD | Dichroic mirror quadruple QDM 405+488+561+640; 13x15x0.5 (E)
447963-9090-000 | 572 | USD | Dichroic mirror double DDM 488+561; 13x15x0.5 (E)
489076-8113-001 | 1362 | USD | Beam combiner 80/20 for laser manipulation/CSU-X1 (E)
415101-2950-490 | 139 | USD | Laser safety UV tube
415101-2950-491 | 137 | USD | Laser safety UV sideport
423052-0104-000 | 437 | USD | Beam combiner 535 nm
446431-0011-000 | 414 | USD | Beam combiner 395 nm
446436-0001-000 | 437 | USD | Beam combiner 600 nm
447743-0000-000 | 433 | USD | IF yellow filter LP 515 dia. 25x2mm
000000-1031-343 | 379 | USD | Emission filter BP 450/50, d=25x4 (E)
423638-9210-000 | 1333 | USD | Emission filter FE01-520/35 d=25x2mm (D)
424533-9070-000 | 350 | USD | IR blocking filter, mounted (BP 400-750 nm), d=32 mm
427918-9000-000 | 439 | USD | Phosphorescence block filter for LED transmitted-light illumination
447958-9000-000 | 465 | USD | Filter IR BP 750-790 nm d=32 x 2 mm for IR-DIC
447958-9010-000 | 487 | USD | Filter IR BP 750-990 d=36mm x 3mm for IR-Dodt
447964-9010-000 | 400 | USD | Emission filter BP 562/45, d=25x4 (E)
488050-8003-000 | 447 | USD | Emission filter BP 690/50, d=25x4 (E)
488051-8002-000 | 367 | USD | Emission filter BP 485/30, d=25x4 (E)
489038-8002-000 | 484 | USD | Emission filter BP 525/50, d=25x4 (E)
489046-8002-000 | 484 | USD | Emission filter BP 535/30, d=25x4 (E)
489059-8003-000 | 484 | USD | Emission filter DBP 480/22+LP 530, d=25x4 (E)
489061-8003-000 | 484 | USD | Emission filter DBP 527/54+645/60, d=25x4 (E)
489063-8002-000 | 484 | USD | Emission filter BP 629/62, d=25x4 (E)
000000-1058-230 | 262 | USD | Filter set D
487931-9901-000 | 238 | USD | Neutral-density filter set D/A, d=25
487935-9010-000 | 270 | USD | Filter set transm. light with neutral-density and color filters, d=25
487935-9020-000 | 892 | USD | Neutral-density filter set for reflected light, d=25
488082-0000-000 | 3407 | USD | Filter set 82 Dendra shift free (E)
488083-0000-000 | 1622 | USD | Filter set 83 Dronpa shift free (E)
489052-0000-000 | 1652 | USD | Filter set 52 HE (488nm) shift free (E)
000000-1031-346 | 947 | USD | Filter set 38 Endow GFP shift free (E)
000000-1031-350 | 947 | USD | Filter set 31 Cy 3.5 shift free (E)
000000-1114-101 | 941 | USD | Filter set 43 Cy 3, d=25 shift free (E)
000000-1114-459 | 941 | USD | Filter set 44 FITC special, d=25 shift free (E)
000000-1114-462 | 941 | USD | Filter set 45 HQ TexasRed, d=25 shift free (E)
000000-1196-681 | 869 | USD | Filter set 46 YFP shift free (E)
000000-1196-682 | 607 | USD | Filter set 47 CFP shift free (E)
000000-1196-684 | 607 | USD | Filter set 48 FRET CFP/YFP shift free (E)
415101-5201-110 | 1612 | USD | Filter Set 10 C advanced
415101-5201-130 | 1487 | USD | Filter Set 16 C advanced
415101-5201-310 | 1560 | USD | Filter Set 14 C advanced
415101-5201-510 | 1654 | USD | Filter Set 20 C advanced
415101-5201-710 | 1508 | USD | Filter Set 15 C advanced
415101-5201-810 | 2361 | USD | Filter Set 09 C advanced
415113-9010-000 | 1986 | USD | Filter Set 44 C advanced
415113-9020-000 | 2038 | USD | Filter Set 45 C advanced
415113-9030-000 | 2049 | USD | Filter Set 49 C advanced
488000-0000-000 | 763 | USD | Filter set 00 shift free (F)
488001-9901-000 | 614 | USD | Filter set 01 shift free (F)
488002-9901-000 | 409 | USD | Filter set 02 shift free (F)
488009-9901-000 | 582 | USD | Filter set 09 shift free (F)
488010-9901-000 | 836 | USD | Filter set 10 shift free (F)
488014-0000-000 | 681 | USD | Filter set 14 shift free (F)
488015-0000-000 | 522 | USD | Filter set 15 shift free (F)
488016-9901-000 | 596 | USD | Filter set 16 shift free (F)
488020-0000-000 | 486 | USD | Filter set 20 Rhodamin shift free (F)
488020-9901-000 | 555 | USD | Filter set 20 Rhodamin shift free (F)
488025-0000-000 | 1100 | USD | Filter set 25 DAPI + FITC + Texas Red shift free (F)
488049-9901-000 | 686 | USD | Filter set 49 DAPI shift free (E)
488050-9901-000 | 1046 | USD | Filter set 50 Cy 5 shift free (E)
488071-0000-000 | 1000 | USD | Filterset 71 shift free (E)
488095-9100-000 | 1572 | USD | Filter set 95 eGFP+mCherry shift free (E)
488106-9100-000 | 1335 | USD | Filter Set 106 (E)
489020-0000-000 | 1221 | USD | Filter set 20 HE Rhodamin shift free (E)
489021-0000-000 | 1603 | USD | Filter set 21 HE Fura 2 shift free (E)
489025-0000-000 | 1718 | USD | Filter set 25 HE shift free (E)
489038-9901-000 | 1337 | USD | Filter set 38 HE eGFP shift free (E)
489043-9901-000 | 1255 | USD | Filter set 43 HE Cy 3 shift free (E)
489046-9901-000 | 1373 | USD | Filter set 46 HE YFP shift free (E)
489047-9901-000 | 1344 | USD | Filter set 47 HE CFP shift free (E)
489054-0000-000 | 2392 | USD | Filter set 54 HE CFP + YFP + HCRed shift free (E)
489055-0000-000 | 1810 | USD | Filter set 55 HE CFP + YFP shift free (E)
489056-0000-000 | 1835 | USD | Filter set 56 HE GFP + DsRed shift free (E)
489056-9110-000 | 1422 | USD | Filter set 56 HE LED (E)
489059-9901-000 | 2025 | USD | Filter set 59 HE CFP + YFP shift free (E)
489060-9901-000 | 2392 | USD | Filter set 60 HE CFP + YFP + HcRed shift free (E)
489061-9901-000 | 1718 | USD | Filter set 61 HE GFP + HcRed shift free (E)
489062-9901-000 | 2331 | USD | Filter set 62 HE BFP + GFP + HcRed shift free (E)
489063-0000-000 | 1319 | USD | Filter set 63 HE mRFP shift free (E)
489064-0000-000 | 1319 | USD | Filter set 64 HE mPlum shift free (E)
489065-0000-000 | 1221 | USD | Filter set 65 HE Alexa 488 shift free (E)
489070-0000-000 | 1196 | USD | Filter set 70 HE Alexa 430 shift free (E)
489073-0000-000 | 2140 | USD | Filter set 73 HE CFP+YFP shift free (E)
489074-0000-000 | 1978 | USD | Filter set 74 HE GFP+mRFP shift free (E)
489076-9901-000 | 2140 | USD | Filter set 76 HE CFP+GFP+DsRed shift free (E)
489077-0000-000 | 2140 | USD | Filter set 77 HE GFP+mRFP+Alexa 633 shift free (E)
489078-9000-000 | 2434 | USD | Filter set 78 HE wl CFP+YFP dual camera (E)
489078-9010-000 | 2704 | USD | Filter set 78 HE ms CFP+YFP dual camera (E)
489079-9000-000 | 2109 | USD | Filter set 79 HE wl GFP+mRFP dual camera (E)
489079-9010-000 | 2434 | USD | Filter set 79 HE ms GFP+mRFP dual camera (E)
489084-0000-000 | 1820 | USD | Filter set 84 HE (445+515+638nm) shift free (E)
489085-0000-000 | 1300 | USD | Filter set 85 HE (445nm) shift free (E)
489086-0000-000 | 1300 | USD | Filter set 86 HE (561nm) shift free (E)
489087-0000-000 | 1300 | USD | Filter set 87 HE (405nm) shift free (E)
489090-9030-000 | 3082 | USD | Filter Set 90 HE for Celldiscoverer 7 (E)
489090-9100-000 | 2480 | USD | Filter set 90 HE ms DAPI+FITC+TRITC+Cy5 shift free (E)
489090-9110-000 | 1944 | USD | Filter set 90 HE LED (E)
489091-9030-000 | 3082 | USD | Filter Set 91 HE for Celldiscoverer 7 (E)
489091-9110-000 | 1633 | USD | Filter set 91 HE LED (E)
489092-9030-000 | 3082 | USD | Filter Set 92 HE for Celldiscoverer 7 (E)
489092-9110-000 | 1633 | USD | Filter set 92 HE LED (E)
489093-9030-000 | 3082 | USD | Filter Set 93 HE for Celldiscoverer 7 (E)
489094-9030-000 | 2327 | USD | Filter Set 94 HE for Celldiscoverer 7 (E)
489096-9100-000 | 1331 | USD | Filter Set 96 HE BFP shift free (E)
489108-9110-000 | 1422 | USD | Filter set 108 HE LED (E)
489109-9110-000 | 1633 | USD | Filter set 109 HE LED (E)
415101-2950-496 | 223 | USD | Laser safety UV/IR tubus
415101-2950-497 | 447 | USD | Laser safety UV/IR sideport
423052-9112-000 | 78 | USD | Holder for Beam Combiner Colibri
451265-0000-000 | 539 | USD | Adapter V25 T2 2.5x for SLR
452996-0000-000 | 348 | USD | Adapter 44 for microscope camera, d=30mm
456006-0000-000 | 118 | USD | Adapter 60 for microscope camera, d=30mm
456140-0000-000 | 144 | USD | Adapter 60 - 44
000000-1065-967 | 531 | USD | Eyepiece adapter 2.5x T2 for SLR camera
000000-1279-493 | 945 | USD | Adapter V200 T2 2.5x for SLR at frontport
416009-0000-000 | 50 | USD | T2-adapter for Nikon F (F-Bayonet)
416010-0000-000 | 50 | USD | T2-adapter for Contax (Contax-Bayonet)
416012-0000-000 | 50 | USD | T2-adapter for Minolta (Autofocus)
416013-0000-000 | 77 | USD | T2-adapter for Canon EOS (EF Bayonet)
452995-0000-000 | 555 | USD | Adapter Video 44 C 2/3" 1.0x
452997-0000-000 | 692 | USD | Adapter Video 44 C 2/3" 0.63x
452998-0000-000 | 720 | USD | Adapter Video 44 C 1/2" 0.5x
000000-1069-414 | 671 | USD | Adapter Video 60 C 2/3" 0.63x
000000-1069-415 | 697 | USD | Adapter Video 60 C 1/2" 0.5x
000000-1071-171 | 722 | USD | Adapter Video V200 C 2/3" 0.63x at frontport
426107-0000-000 | 249 | USD | Adapter 60-T2 1.0x
456105-9901-000 | 124 | USD | Camera Adapter 60 C 1" 1.0x
456108-0000-000 | 599 | USD | Adapter Video 60 C 1/3" 0.4x
451268-0000-000 | 2751 | USD | Video Zoom V25 C 1/3" (3 CCD) 0.32x-0.8x
000000-1065-968 | 531 | USD | Video-eyepiece adapter C 0.8x
000000-1096-523 | 332 | USD | Eyepiece adapter M37/52x0.75 - DV4
000000-1108-963 | 1164 | USD | Adapter Video V25 C 1" 1.0x
415500-1810-000 | 332 | USD | Camera Adapter P95-C 2/3" 0.65x for Primo
415500-1811-000 | 332 | USD | Camera Adapter P95-C 1/2" 0.5x for Primo
415500-1812-000 | 332 | USD | Digital Camera Adapter P95 M37/52x0.75 for Primo
415500-1825-000 | 624 | USD | Adapter P95-T2 1.6x DSLR for Primo (D)
426101-0000-000 | 111 | USD | Adapter 60N for microscope camera, d=30mm
426102-0000-000 | 135 | USD | Adapter 60N - 44
426103-0000-000 | 69 | USD | Adapter 60N - T2 1.0x
426104-0000-000 | 141 | USD | Camera Adapter T2-C 1" 1.0x
426105-0000-000 | 920 | USD | Camera Adapter T2-C 1" 1.0x; adjustable
426108-9000-000 | 2912 | USD | Camera adapter 60N-C 2/3" 1.0x
426112-0000-000 | 700 | USD | Camera Adapter 60N-C 2/3" 0.5x
426113-0000-000 | 730 | USD | Camera Adapter 60N-C 2/3" 0.63x
426113-9010-000 | 830 | USD | Camera Adapter 60N-C 2/3" 0.63x; rotating +/- 2°
426114-0000-000 | 153 | USD | Camera Adapter 60N-C 1" 1.0x
426115-0000-000 | 601 | USD | Camera Adapter T2-T2 DSLR 1.6x
426116-0000-000 | 656 | USD | Camera Adapter T2-T2 SLR 2.5x
426118-9000-000 | 1244 | USD | Camera adapter 60N-C 2/3" 1.0x long with tube-lens 1x
426126-0000-000 | 416 | USD | Universal Digital Camera Adapter d30 M37/52x0.75
426141-9011-000 | 260 | USD | Slider with 100% mirror for double adapter
426141-9021-000 | 140 | USD | Slider with beam splitter mount for double adapter
426141-9902-000 | 2704 | USD | Double adapter 60N - 2x 60N with slider mount
426143-9000-000 | 14768 | USD | Double Adapter Duolink 60N - 2x 60N man.
451266-0000-000 | 414 | USD | Adapter Video V25 C 1/2" (3 CCD) 0.5x
452980-0000-000 | 192 | USD | Video intermediate piece
477921-0000-000 | 746 | USD | Camera Adapter 30 Comp C 2/3" 1.0x
474026-0000-000 | 393 | USD | Stage micrometer for transmitted light 5 + 100/100y d=0.16mm
474026-9801-000 | 912 | USD | Stage micrometer 5mm/5 + 1mm/100 for transm. light, calibrated
433400-0000-000 | 792 | USD | Calibration Standard for Particle Analysis
474025-0000-000 | 393 | USD | Stage micrometer 25 + 50/10 mm Stemi
474027-0000-000 | 528 | USD | Stage micrometer for reflected light 5 + 100/100y d=0mm
433400-9010-000 | 2687 | USD | Calibration Standard for Particle Analysis; calibrated
474025-9800-000 | 1468 | USD | Stage micrometer 25 + 50/10 mm Stemi; calibrated
474027-9801-000 | 912 | USD | Stage micrometer 5mm/5 + 1mm/100 for reflected light, calibrated
415114-9120-000 | 1144 | USD | CalibrationSlide LCM (D)
474029-9010-000 | 541 | USD | Calibration Slide Universal D=0
474029-9041-000 | 783 | USD | Calibration slide 76x26mm with colour matrix, D=0.17
474029-9042-000 | 621 | USD | Calibration slide Fluorescencestandard 76x26mm, D=0.17
474029-9060-000 | 88 | USD | Calibration slide Fluorescence Yellow 26x76mm, D=0.17
474029-9070-000 | 88 | USD | Calibration slide Fluorescence Red 26x76mm, D=0.17
474029-9080-000 | 355 | USD | Calibration slide Fluorescence for thin specimens 76x26mm, D=0.17
474032-9010-000 | 579 | USD | Sample-Set brightfield, set of 5
474032-9020-000 | 125 | USD | Sample-set Polarization
425300-9000-000 | 2340 | USD | Focus Linear Sensor with tube adapter plate for Axio Imager.Z2 Vario
430703-9901-000 | 2075 | USD | Focus Linear Sensor for Axio Imager.Z2
455046-9901-000 | 461 | USD | Eyepiece W 25x/10 foc.
444034-9000-000 | 643 | USD | Eyepiece PL 10x/25 Br. foc.
444036-9000-000 | 385 | USD | Eyepiece PL 10x/23 Br. foc.
444036-9010-000 | 233 | USD | Eyepiece PL 10x/22 Br. foc.
444039-9000-000 | 162 | USD | Eyepiece PL 10x/21 Br. foc.
444232-9904-000 | 233 | USD | Eyepiece E-PL 10x/20 Br.foc.
444234-0000-000 | 1499 | USD | Eyepiece E-PL 10x/25 Br. foc.
444235-9901-000 | 624 | USD | Eyepiece E-PL 10x/23 Br. foc.
435063-9160-000 | 166 | USD | Eyepiece 16x/14 Br. foc.
444054-9000-000 | 297 | USD | Eyepiece PL 16x/16 Br. foc.
444036-9020-000 | 270 | USD | Eyepiece PL 10x/22 Br. foc. Pol with crossline graticule
444037-9903-000 | 502 | USD | Eyepiece E-PL 10x/20 Br. foc. Pol with crossline graticule
444038-9000-000 | 379 | USD | Eyepiece PL 10x/23 Br. foc. Pol with crossline graticule
444830-9902-000 | 245 | USD | Auxiliary microscope, d=30
474007-0000-000 | 253 | USD | Crossline micrometer disk 10:100, dia. 19 mm
434011-0000-000 | 185 | USD | Micrometer 10:100, d=21 mm
434013-0000-000 | 185 | USD | Crossline micrometer 10:100, d=21 mm
454020-0000-000 | 165 | USD | Net micrometer 10x10/5:10, d=21 mm
415500-1813-000 | 115 | USD | Crossline micrometer 10:100, d=23 mm, for Primo
454060-0000-000 | 165 | USD | Crossline micrometer 14:140, d=26 mm
454075-0000-000 | 287 | USD | Format reticle MC 2.5x/ d=26 mm
454089-0000-000 | 245 | USD | Measuring graticule 2x/20:200, d=26 mm
454090-0000-000 | 612 | USD | Structure comparison disk single grains (I), d=26 mm
474064-0000-000 | 209 | USD | Crossline graticule, d=26 mm
474066-9901-000 | 185 | USD | Crossline micrometer 10:100, d=26 mm
474068-0000-000 | 185 | USD | Net micrometer 12,5x12,5/5;10 d=26 mm
000000-0477-388 | 5 | USD | Eyepiece eyecup
444801-0000-000 | 18 | USD | Eyepiece eyecup
000000-1095-418 | 26 | USD | Fixed pointer, dia. 26mm for eyepieces foc, dia. 30mm
415500-1806-000 | 23 | USD | Pointer for eyepieces foc. for Primo
444020-0000-000 | 28 | USD | Pinhole diaphragm, d=30mm
420920-9901-000 | 465 | USD | Objective N-Achroplan 2.5x/0.07 M27
420930-9901-000 | 345 | USD | Objective N-Achroplan 5x/0.15 M27
420940-9901-000 | 525 | USD | Objective N-Achroplan 10x/0.25 M27
420947-9900-000 | 1022 | USD | Objective W N-Achroplan 10x/0.3 M27
420950-9901-000 | 730 | USD | Objective N-Achroplan 20x/0.45 M27
420957-9900-000 | 1606 | USD | Objective W N-Achroplan 20x/0.5 M27
420960-9901-000 | 847 | USD | Objective N-Achroplan 40x/0.65 M27
420967-9900-000 | 1956 | USD | Objective W N-Achroplan 40x/0.75 M27
420967-9970-000 | 8112 | USD | Objective C-Achroplan 32x/0.85 W Corr M27
420970-9900-000 | 1541 | USD | Objective N-Achroplan 50x/1.0 Oil M27
420980-9900-000 | 1568 | USD | Objective N-Achroplan 63x/0.85 M27
420984-9900-000 | 1704 | USD | Objective N-Achroplan 63x/0.95 CG=0 M27
420987-9900-000 | 2278 | USD | Objective W N-Achroplan 63x/0.9 M27
420990-9900-000 | 1431 | USD | Objective N-Achroplan 100x/1.25 Oil M27
420994-9900-000 | 1980 | USD | Objective N-Achroplan 100x/1.25 Oil CG=0 M27
420996-9900-000 | 2028 | USD | Objective N-Achroplan 100x/1.25 Oil Iris M27
420931-9910-000 | 555 | USD | Objective N-Achroplan 5x/0.13 Ph0 M27
420931-9911-000 | 536 | USD | Objective N-Achroplan 5x/0.15 Ph1 M27
420941-9910-000 | 730 | USD | Objective N-Achroplan 10x/0.25 Ph1 M27
420941-9911-000 | 730 | USD | Objective N-Achroplan 10x/0.25 Ph1 M27
420951-9911-000 | 929 | USD | Objective N-Achroplan 20x/0.45 Ph2 M27
420961-9911-000 | 993 | USD | Objective N-Achroplan 40x/0.65 Ph2 M27
420971-9910-000 | 1676 | USD | Objective N-Achroplan 50x/1.0 Oil Ph3 M27
420981-9910-000 | 1676 | USD | Objective N-Achroplan 63x/0.85 Ph3 M27
420991-9910-000 | 1694 | USD | Objective N-Achroplan 100x/1.25 Oil Ph3 M27
420933-9900-000 | 556 | USD | Objective N-Achroplan 5x/0.13 Pol M27
420933-9901-000 | 578 | USD | Objective N-Achroplan 5x/0.15 Pol M27
420943-9900-000 | 929 | USD | Objective "N-Achroplan" 10x/0.25 Pol M27
420943-9901-000 | 929 | USD | Objective N-Achroplan 10x/0.25 Pol M27
420953-9900-000 | 1081 | USD | Objective "N-Achroplan" 20x/0.45 Pol M27
420953-9901-000 | 1081 | USD | Objective N-Achroplan 20x/0.45 Pol M27
420973-9900-000 | 1936 | USD | Objective N-Achroplan 50x/0.8 Pol M27
415101-3300-202 | 4222 | USD | Objective EC Plan-Neofluar 63x/1.25 Oil MT/CS M27
415101-3300-203 | 3110 | USD | Objective EC Plan-Neofluar 100x/1.3 Oil MT/CS M27
420300-9900-000 | 2143 | USD | Objective EC Plan-Neofluar 1x/0.025 M27
420310-9901-000 | 2238 | USD | Objective EC Plan-Neofluar 1.25x/0.03 M27
420320-9902-000 | 650 | USD | Objective EC Plan-Neofluar 2.5x/0.085 M27
420330-9901-000 | 953 | USD | Objective EC Plan-Neofluar 5x/0.16 M27
420340-9901-000 | 1249 | USD | Objective EC Plan-Neofluar 10x/0.3 M27
420350-9900-000 | 1810 | USD | Objective EC Plan-Neofluar 20x/0.50 M27
420360-9900-000 | 2079 | USD | Objective EC Plan-Neofluar 40x/0.75 M27
420380-9970-000 | 5980 | USD | Objective EC Plan-Neofluar 63x/0.95 Corr M27
420460-9900-000 | 5269 | USD | Objective EC Plan-Neofluar 40x/1.30 Oil M27
420480-9901-000 | 5152 | USD | Objective EC Plan-Neofluar 63x/1.25 Oil M27
420490-9900-000 | 3674 | USD | Objective EC Plan-Neofluar 100x/1.30 Oil M27
420496-9900-000 | 4685 | USD | Objective EC Plan-Neofluar 100x/1.30 Oil Iris M27
440310-9903-000 | 675 | USD | Objective EC Plan-Neofluar 2.5x/0.075
440330-9902-000 | 1249 | USD | Objective EC Plan-Neofluar 10x/0.3
440340-9904-000 | 1810 | USD | Objective EC Plan-Neofluar 20x/0.50
440350-9903-000 | 2079 | USD | Objective EC Plan-Neofluar 40x/0.75
420331-9911-000 | 1493 | USD | Objective EC Plan-Neofluar 5x/0.16 Ph1 M27
420341-9911-000 | 1578 | USD | Objective EC Plan-Neofluar 10x/0.3 Ph1 M27
420351-9910-000 | 2147 | USD | Objective EC Plan-Neofluar 20x/0.50 Ph2 M27
420361-9910-000 | 2392 | USD | Objective EC Plan-Neofluar 40x/0.75 Ph2 M27
420461-9910-000 | 5636 | USD | Objective EC Plan-Neofluar 40/1.30 Oil Ph3 M27
420481-9911-000 | 6120 | USD | Objective EC Plan-Neofluar 63x/1.25 Oil Ph3 M27
420491-9910-000 | 4293 | USD | Objective EC Plan-Neofluar 100x/1.30 Oil Ph3 M27
420462-9900-000 | 5758 | USD | Objective EC Plan-Neofluar 40x/1.30 Oil DIC M27
420323-9902-000 | 1191 | USD | Objective EC Plan-Neofluar 2.5x/0.085 Pol M27
420333-9900-000 | 1305 | USD | Objective EC "Plan-Neofluar" 5x/0.15 Pol M27
420333-9901-000 | 1427 | USD | Objective EC Plan-Neofluar 5x/0.16 Pol M27
420343-9901-000 | 1898 | USD | Objective EC Plan-Neofluar 10x/0.3 Pol M27
420353-9900-000 | 2570 | USD | Objective EC Plan-Neofluar 20x/0.50 Pol M27
420363-9901-000 | 3311 | USD | Objective EC Plan-Neofluar 40x/0.9 Pol M27
420493-9900-000 | 5108 | USD | Objective EC Plan-Neofluar 100x/1.30 Oil Pol M27
421350-9971-000 | 2484 | USD | Objective LD Plan-Neofluar 20x/0.4 Corr M27
421360-9970-000 | 3163 | USD | Objective LD Plan-Neofluar 40x/0.6 Corr M27
421369-9900-000 | 2704 | USD | Objective LD Plan-Neofluar 40x/0.4 for Thermo Plate M27
421380-9970-000 | 4345 | USD | Objective LD Plan-Neofluar 63x/0.75 Corr M27
421351-9970-000 | 2638 | USD | Objective LD Plan-Neofluar 20x/0.4 Corr Ph2 M27
421351-9970-710 | 2794 | USD | Objective LD Plan-Neofluar 20x/0.4 Corr Ph1 Ph2- M27
421361-9970-000 | 3308 | USD | Objective LD Plan-Neofluar 40x/0.6 Corr Ph2 M27
421361-9970-710 | 4193 | USD | Objective LD Plan-Neofluar 40x/0.6 Corr Ph1 Ph2- M27
421381-9970-000 | 4450 | USD | Objective LD Plan-Neofluar 63x/0.75 Corr Ph2 M27
421459-9970-000 | 19045 | USD | Objective Clr Plan-Neofluar 20x/1.0 Corr nd=1.45 M32 85mm
420851-9972-000 | 7850 | USD | Objective LCI Plan-Neofluar 25x/0.8 Imm Corr Ph2 M27
420852-9870-790 | 10775 | USD | Objective LD LCI Plan-Apochromat 25x/0.8 Imm autocorr DIC M27
420852-9871-000 | 8279 | USD | Objective LD LCI Plan-Apochromat 25x/0.8 Imm Corr DIC M27
420852-9972-000 | 7923 | USD | Objective LCI Plan-Neofluar 25x/0.8 Imm Corr DIC M27
420852-9972-720 | 8110 | USD | Objective i LCI Plan-Neofluar 25x/0.8 Imm Corr DIC M27
420862-9970-000 | 9595 | USD | Objective LD LCI Plan-Apochromat 40x/1.2 Imm Corr DIC M27
420862-9970-790 | 13211 | USD | Objective LD LCI Plan-Apochromat 40x/1.2 Imm autocorr DIC M27
420862-9970-799 | 9151 | USD | Objective LD LCI Plan-Apochromat 40x/1.2 Imm Corr DIC M27
420881-9970-000 | 10917 | USD | Objective LCI Plan-Neofluar 63x/1.3 Imm Corr Ph3 M27
420882-9870-000 | 10185 | USD | Objective LD LCI Plan-Apochromat 63x/1.2 Imm Corr DIC M27
420882-9870-790 | 13432 | USD | Objective LD LCI Plan-Apochromat 63x/1.2 Imm autocorr DIC M27
420882-9870-799 | 10554 | USD | Objective LD LCI Plan-Apochromat 63x/1.2 Imm Corr DIC M27
420882-9970-000 | 11161 | USD | Objective LCI Plan-Neofluar 63x/1.3 Imm Corr DIC M27
420882-9970-720 | 11199 | USD | Objective i LCI Plan-Neofluar 63x/1.3 Imm Corr DIC M27
420630-9900-000 | 1961 | USD | Objective Plan-Apochromat 5x/0.16 M27
420640-9800-000 | 2109 | USD | Objective Plan-Apochromat 10x/0.3 M27
420640-9900-000 | 2524 | USD | Objective Plan-Apochromat 10x/0.45 M27
420650-9902-000 | 3392 | USD | Objective Plan-Apochromat 20x/0.8 M27
420660-9970-000 | 7061 | USD | Objective Plan-Apochromat 40x/0.95 Corr M27
420780-9900-000 | 6120 | USD | Objective Plan-Apochromat 63x/1.4 Oil M27
420780-9970-000 | 9626 | USD | Objective alpha Plan-Apochromat 63x/1.46 Oil Corr M27
420786-9900-000 | 6992 | USD | Objective Plan-Apochromat 63x/1.4 Oil Iris M27
420790-9901-000 | 5769 | USD | Objective Plan-Apochromat 100x/1.4 Oil M27
421440-9800-000 | 7852 | USD | Objective Clr Plan-Apochromat 10x/0.5 nd=1.38 M27 75mm
421440-9900-000 | 7852 | USD | Objective W Plan-Apochromat 10x/0.5 M27 75mm
421480-9900-000 | 4569 | USD | Objective W Plan-Apochromat 63x/1.0 M27
430039-9020-000 | 13189 | USD | Objective Plan-Apochromat 20x/0.7 autocorr
430039-9030-000 | 13678 | USD | Objective Plan-Apochromat 20x/0.95 autocorr
430039-9050-000 | 18119 | USD | Objective Plan-Apochromat 50x/1.2 W autocorr with autoimmersion
440640-9903-000 | 3392 | USD | Objective Plan-Apochromat 20x/0.8
420641-9910-000 | 3116 | USD | Objective Plan-Apochromat 10x/0.45 Ph1 M27
420651-9911-000 | 3729 | USD | Objective Plan-Apochromat 20x/0.8 Ph2 M27
420661-9970-000 | 7094 | USD | Objective Plan-Apochromat 40x/0.95 Corr Ph3 M27
420761-9810-000 | 7482 | USD | Objective Plan-Apochomat 40x/1.3 Oil Ph3 M27
420781-9910-000 | 6734 | USD | Objective Plan-Apochromat 63/1.4 Oil Ph3 M27
420791-9911-000 | 6511 | USD | Objective Plan-Apochromat 100x/1.4 Oil Ph3 M27
420762-9800-000 | 7667 | USD | Objective Plan-Apochromat 40x/1.3 Oil DIC M27
420762-9800-799 | 11960 | USD | Objective Plan-Apochromat 40x/1.3 Oil DIC M27
420762-9900-000 | 8112 | USD | Objective Plan-Apochromat 40x/1.4 Oil DIC M27
420782-9900-000 | 6318 | USD | Objective Plan-Apochromat 63x/1.4 Oil DIC M27
420782-9900-720 | 7769 | USD | Objective i Plan-Apochromat 63x/1.4 Oil DIC M27
420782-9900-799 | 10750 | USD | Objective Plan-Apochromat 63x/1.4 Oil DIC M27
420792-9800-000 | 12020 | USD | Objective alpha Plan-Apochromat 100x/1,46 Oil DIC M27
420792-9901-000 | 5812 | USD | Objective Plan-Apochromat 100x/1.4 Oil DIC M27
420792-9970-000 | 7780 | USD | Objective Plan-Apochromat 150x/1.35 Glyc DIC Corr M27
421452-9601-000 | 11747 | USD | Objective W Plan-Apochromat 20x/1.0 DIC M27 75mm
421452-9681-000 | 11587 | USD | Objective W Plan-Apochromat 20x/1.0 DIC D=0.17 M27 75mm
421452-9700-000 | 13260 | USD | Objective W Plan-Apochromat 20x/1.0 Corr DIC M27 75mm
421452-9800-000 | 7030 | USD | Objective W Plan-Apochromat 20x/1.0 DIC M27 75mm
421452-9880-000 | 7030 | USD | Objective W Plan-Apochromat 20x/1.0 DIC CG=0.17 M27 75mm
421452-9900-000 | 7030 | USD | Objective W Plan-Apochromat 20x/1,0 DIC M27 70mm
421462-9900-000 | 4206 | USD | Objective W Plan-Apochromat 40x/1.0 DIC M27
421462-9900-799 | 4619 | USD | Objective W Plan-Apochromat 40x/1.0 DIC M27
420792-9800-720 | 11840 | USD | Objective alpha Plan-Apochromat 100x/1,46 Oil DIC M27
421459-9772-000 | 19045 | USD | Objective LD SC Plan-Apochromat 20x/1.0 Corr M32 85mm
421459-9773-000 | 19045 | USD | Objective Clr Plan-Apochromat 20x/1.0 Corr nd=1,38 M32 85mm
415101-3300-206 | 9724 | USD | Objective C-Apochromat 63x/1.20 W Corr MT/CS M27
421747-9900-000 | 5613 | USD | Objective C-Apochromat 10x/0.45 W M27
421762-9900-000 | 8788 | USD | Objective C Plan-Apochromat 40x/1,3 Oil DIC M27
421762-9900-799 | 11960 | USD | Objective C Plan-Apochromat 40x/1.3 Oil DIC M27
421767-9971-000 | 12787 | USD | Objective C-Apochromat 40x/1.2 W Corr M27
421767-9971-711 | 12787 | USD | Objective C-Apochromat 40x/1.2 W Corr M27
421767-9971-790 | 13654 | USD | Objective C-Apochromat 40x/1.2 W autocorr M27
421782-9900-000 | 8892 | USD | Objective C Plan-Apochromat 63x/1,4 Oil DIC M27
421782-9900-799 | 9668 | USD | Objective C Plan-Apochromat 63x/1.4 Oil DIC M27
421787-9970-000 | 12943 | USD | Objective C-Apochromat 63x/1.20 W Corr M27
421787-9970-799 | 12943 | USD | Objective C-Apochromat 63x/1.2 W Corr M27
421787-9971-790 | 13801 | USD | Objective C-Apochromat 63x/1.2 W autocorr M27
421797-9970-000 | 10119 | USD | Objective C-Apochromat 100x/1.25 W Corr M27
421867-9970-000 | 13443 | USD | Objective LD C-Apochromat 40x/1.1 W Corr M27
421887-9970-000 | 10764 | USD | Objective LD C-Apochromat 63x/1.15 W Corr M27
440951-0000-000 | 475 | USD | Objective CP-"Achromat" 40x/0.65 Ph2
415500-1600-001 | 233 | USD | Objective Plan-Achromat 4x/0.10 for Primo
415500-1601-002 | 104 | USD | Objective Plan-Achromat 10x/0.25 for Primo D= -
415500-1602-001 | 364 | USD | Objective Plan-Achromat 40x/0.65 for Primo
415500-1604-001 | 397 | USD | Objective Plan-Achromat 100x/1.25 Oil for Primo
415500-1606-000 | 266 | USD | Objective Plan-Achromat 20x/0.40 for Primo
415500-1610-000 | 157 | USD | Objective Plan-Achromat 20x/0.4 D=0 for Primo
415500-1611-001 | 302 | USD | Objective Plan-Achromat 40x/0.65 D=0 for Primo
415500-1612-001 | 457 | USD | Objective Plan-Achromat 100x/1.25 D=0 Oil for Primo
415500-1620-000 | 458 | USD | Objective Plan-Achromat 100x/0.8 dry for Primo
415500-1603-001 | 342 | USD | Objective Plan-Achromat 40x/0.65 Ph2 for Primo
415500-1605-001 | 319 | USD | Objective Plan-Achromat 10x/0.25 Ph1 for Primo
415500-1607-000 | 324 | USD | Objective Plan-Achromat 20x/0.45 Ph2 for Primo
415500-1608-000 | 480 | USD | Objective Plan-Achromat 100x/1.25 Oil Ph3 for Primo
415500-1619-000 | 308 | USD | Objective Plan-Achromat 4x/0.10 Ph0 for Primo
415500-1614-000 | 487 | USD | Objective LD Plan-Achromat 20x/0.3 Ph1 for Primo
415500-1616-000 | 876 | USD | Objective LD Plan-Achromat 40x/0.5 Ph2 for Primo
415500-1617-000 | 838 | USD | Objective LD Plan-Achromat 40x/0.5 Ph1 for Primo
415500-1618-000 | 514 | USD | Objective LD Plan-Achromat 20x/0.3 Ph2 for Primo
421020-9900-000 | 379 | USD | Objective A-Plan 2.5x/0.06 M27
421030-9900-000 | 270 | USD | Objective A-Plan 5x/0.12 M27
421040-9900-000 | 216 | USD | Objective A-Plan 10x/0,25 M27
421050-9900-000 | 292 | USD | Objective A-Plan 20x/0.45 M27
421060-9900-000 | 433 | USD | Objective A-Plan 40x/0.65 M27
421064-9900-000 | 449 | USD | Objective A-Plan 40x/0.65 D=0 M27
421080-9900-000 | 572 | USD | Objective A-Plan 63x/0.8 M27
421090-9800-000 | 520 | USD | Objective A-Plan 100x/0.8 M27
421090-9902-000 | 703 | USD | Objective A-Plan 100x/1.25 Oil M27
421094-9900-000 | 728 | USD | Objective A-Plan 100x/1.25 Oil D=0 M27
441010-9901-000 | 393 | USD | Objective A-Plan 2,5x/0.06
441040-0000-000 | 368 | USD | Objective A-Plan 20x/0.45
421031-9910-000 | 406 | USD | Objective A-Plan 5x/0.12 Ph0 M27
421041-9910-000 | 270 | USD | Objective A-Plan 10x/0.25 Ph1 M27
421041-9910-710 | 900 | USD | Objective A-Plan 10x/0.25 Ph1- M27
421051-9910-000 | 379 | USD | Objective A-Plan 20x/0.45 Ph2 M27
421061-9910-000 | 514 | USD | Objective A-Plan 40x/0.65 Ph2 M27
421081-9910-000 | 718 | USD | Objective A-Plan 63x/0.8 Ph2 M27
421091-9811-000 | 984 | USD | Objective A-Plan 100x/1.25 Oil Ph2 M27
421091-9912-000 | 946 | USD | Objective A-Plan 100x/1.25 Oil Ph3 M27
441051-9922-000 | 514 | USD | Objective A-Plan 40x/0.65 Ph2 Var2
421033-9900-000 | 281 | USD | Objective A-Plan 5x/0.12 Pol M27
421043-9900-000 | 291 | USD | Objective A-Plan 10x/0.25 Pol M27
421053-9900-000 | 354 | USD | Objective A-Plan 20x/0.45 Pol M27
421063-9900-000 | 458 | USD | Objective A-Plan 40x/0.65 Pol M27
421083-9900-000 | 764 | USD | Objective A-Plan 63x/0.8 Pol M27
441023-9900-000 | 229 | USD | Objective A-Plan 5x/0.12 Pol W0.8"
441033-9900-000 | 281 | USD | Objective A-Plan 10x/0.25 Pol W0.8"
441043-9900-000 | 343 | USD | Objective A-Plan 20x/0.45 Pol W0.8"
441053-9900-000 | 445 | USD | Objective A-Plan 40x/0.65 Pol W0.8"
441063-9900-000 | 623 | USD | Objective A-Plan 63x/0.8 Pol W0.8"
421230-9900-000 | 520 | USD | Objective LD A-Plan 5x/0.15 M27
421240-9900-000 | 728 | USD | Objective LD A-Plan 10x/0.25 M27
421250-9901-000 | 1000 | USD | Objective LD A-Plan 20x/0.35 M27
421251-9931-000 | 1820 | USD | Objective LD A-Plan 20x/0.35 iHMC M27
421260-9906-000 | 1197 | USD | Objective LD A-Plan 40x/0.55 M27
421280-9900-000 | 1560 | USD | Objective LD A-Plan 63x/0.65 M27
421280-9900-710 | 1820 | USD | Objective LD A-Plan 63x/0.65 for Thermo Plate M27
421281-9930-000 | 2288 | USD | Objective LD A-Plan 63x0.65 iHMC M27
421231-9910-000 | 572 | USD | Objective LD A-Plan 5x/0.15 Ph1 M27
421241-9910-000 | 806 | USD | Objective LD A-Plan 10x/0.25 Ph1 M27
421241-9930-000 | 1440 | USD | Objective LD A-Plan 10x/0.25 iHMC M27
421251-9910-710 | 1118 | USD | Objective LD A-Plan 20x/0.35 Ph1- M27
421251-9911-000 | 1066 | USD | Objective LD A-Plan 20x/0.35 Ph1 M27
421251-9911-711 | 1066 | USD | Objective LD A-Plan 20x/0.35 Ph2 M27
421261-9910-000 | 1300 | USD | Objective LD A-Plan 32x/0.45 Ph1 M27
421261-9917-000 | 1291 | USD | Objective LD A-Plan 40x/0.55 Ph1 M27
421261-9918-000 | 1297 | USD | Objective LD A-Plan 40x/0.55 Ph2 M27
421261-9931-000 | 1976 | USD | Objective LD A-Plan 40x/0.55 iHMC M27
421281-9910-000 | 1872 | USD | Objective LD A-Plan 63x/0.65 Ph2 M27
441241-9911-000 | 1074 | USD | Objective LD A-Plan 20x/0.3 Ph1
420120-9901-000 | 2552 | USD | Objective Fluar 2.5x/0.12 M27
420130-9900-000 | 2492 | USD | Objective Fluar 5x/0.25 M27
420140-9901-000 | 2603 | USD | Objective Fluar 10x/0.5 M27
420150-9900-000 | 2965 | USD | Objective Fluar 20x/0.75 M27
420260-9900-000 | 3370 | USD | Objective Fluar 40x/1.30 Oil M27
421190-9800-000 | 11003 | USD | Objective alpha Plan-Fluar 100x/1.49 Oil M27
440125-0000-000 | 2491 | USD | Objective Fluar 5x/0.25
440013-9902-000 | 6061 | USD | Objective Ultrafluar 10x/0.2
440015-9901-000 | 10158 | USD | Objective Ultrafluar 40x/0.6 Glyc
422030-9902-000 | 572 | USD | Objective EC Epiplan 5x/0.13 M27
422040-9902-000 | 572 | USD | Objective EC Epiplan 10x/0.25 M27
422050-9903-000 | 884 | USD | Objective EC Epiplan 20x/0.4 M27
422060-9901-000 | 1206 | USD | Objective EC Epiplan 40x/0.6 M27
422070-9902-000 | 1118 | USD | Objective EC Epiplan 50x/0.75 M27
422090-9902-000 | 1898 | USD | Objective EC Epiplan 100x/0.85 M27
442020-9902-000 | 208 | USD | Objective Epiplan 5x/0.13 W0.8"
442030-9903-000 | 187 | USD | Objective Epiplan 10x/0.23 W0.8"
442040-9902-000 | 343 | USD | Objective Epiplan 20x/0.4 W0.8"
442060-9900-000 | 1180 | USD | Objective EC Epiplan 50x/0.7
442060-9901-000 | 535 | USD | Objective Epiplan 50x/0.65 W0.8"
442080-9901-000 | 535 | USD | Objective Epiplan 100x/0.8 W0.8"
422043-9902-000 | 1134 | USD | Objective EC Epiplan 10x/0.25 Pol M27
422073-9902-000 | 1898 | USD | Objective EC Epiplan 50x/0.75 Pol M27
422030-9961-000 | 780 | USD | Objective EC Epiplan 5x/0.13 BD M27
422040-9961-000 | 822 | USD | Objective EC Epiplan 10x/0.25 BD M27
422050-9961-000 | 1009 | USD | Objective EC Epiplan 20x/0.4 BD M27
422060-9961-000 | 1206 | USD | Objective EC Epiplan 40x/0.6 BD M27
422070-9961-000 | 1394 | USD | Objective EC Epiplan 50x/0.75 BD M27
422090-9961-000 | 1643 | USD | Objective EC Epiplan 100x/0.85 BD M27
442924-0000-000 | 785 | USD | Objective "Epiplan" 5x/0.13 HD M27
422850-9900-000 | 3741 | USD | Objective LD Epiplan 20x/0.4 M27
442840-9901-000 | 3189 | USD | Objective LD Epiplan 20x/0.40
422310-9901-000 | 3277 | USD | Objective EC Epiplan-Neofluar 1.25x/0.03 M27
422320-9900-000 | 1126 | USD | Objective EC Epiplan-Neofluar 2.5x/0.06 M27
000000-1156-511 | 1242 | USD | Objektiv EC "Epiplan-Neofluar" 5x/0,13 DIC
000000-1156-521 | 1711 | USD | Objective EC Epiplan-Neofluar 20x/0.50 DIC M27
422342-9900-000 | 1819 | USD | VIS Objective EC Epiplan-NEOFLUAR 10x/0,25 DIC
422372-9901-000 | 2106 | USD | Objective EC Epiplan-Neofluar 50x/0.8 DIC M27
422392-9900-000 | 3007 | USD | Objective EC Epiplan-Neofluar 100x/0.90 DIC M27
422452-9900-000 | 2694 | USD | Objective LD EC Epiplan-Neofluar 20x/0.22 DIC M27
422472-9900-000 | 3010 | USD | VIS Objective LD EC "Epiplan-Neofluar" 50x/0,55 DIC
422492-9801-000 | 4900 | USD | Objective LD C Epiplan-Neofluar 100x/0.75 DIC M27
000000-1156-512 | 2078 | USD | Objective EC Epiplan-Neofluar 5x/0.13 Pol M27
000000-1156-522 | 2118 | USD | Objective EC Epiplan-Neofluar 20x/0.50 Pol M27
422323-9900-000 | 1713 | USD | Objective EC Epiplan-Neofluar 2.5x/0.06 Pol M27
422343-9900-000 | 2151 | USD | Objective EC Epiplan-Neofluar 10x/0.25 Pol M27
422373-9800-000 | 2704 | USD | Objective EC Epiplan-Neofluar 50x/0.8 Pol M27
422373-9900-000 | 5823 | USD | Objective EC Epiplan-Neofluar 50x/1.0 Oil Pol M27
422393-9900-000 | 4786 | USD | Objective EC Epiplan-Neofluar 100x/0.90 Pol M27
422493-9900-000 | 4768 | USD | Objective Epiplan-Neofluar 100x/1.3 Oil Pol M27
422320-9960-000 | 1658 | USD | Objective EC Epiplan-Neofluar 2.5x/0.06 BD M27
422330-9960-000 | 1520 | USD | Objective EC Epiplan-Neofluar 5x/0.13 BD M27
422340-9960-000 | 1681 | USD | Objective EC Epiplan-Neofluar 10x/0.25 BD M27
422350-9960-000 | 1714 | USD | Objective EC Epiplan-Neofluar 20x/0.50 BD M27
422370-9961-000 | 2548 | USD | Objective EC Epiplan-Neofluar 50x/0.8 BD M27
422390-9960-000 | 3484 | USD | Objective EC Epiplan-Neofluar 100x/0.90 BD M27
000000-1156-514 | 1953 | USD | Objective EC Epiplan-Neofluar 5x/0.13 BD DIC M27
000000-1156-524 | 2004 | USD | Objective EC Epiplan-Neofluar 20x/0.50 BD DIC M27
422342-9960-000 | 2084 | USD | Objective EC Epiplan-Neofluar 10x/0.25 BD DIC M27
422372-9961-000 | 2860 | USD | Objective EC Epiplan-Neofluar 50x/0.8 BD DIC M27
422392-9960-000 | 3890 | USD | Objective EC Epiplan-Neofluar 100x/0.90 BD DIC M27
422452-9960-000 | 3848 | USD | Objective LD EC Epiplan-Neofluar 20x/0.22 BD DIC M27
422472-9960-000 | 3784 | USD | Objective LD EC Epiplan-Neofluar 50x/0.55 BD DIC M27
422492-9900-000 | 5075 | USD | Objective LD EC Epiplan-Neofluar 100x/0.75 DIC M27
422492-9960-000 | 5462 | USD | Objective LD EC Epiplan-Neofluar 100x/0.75 BD DIC M27
422690-9900-000 | 5678 | USD | Objective EC Epiplan-Apochromat 150x/0.95 M27
422632-9900-000 | 4056 | USD | Objective C Epiplan-Apochromat 5x/0.2 DIC M27
422642-9900-000 | 4576 | USD | Objective C Epiplan-Apochromat 10x/0.4 DIC M27
422652-9900-000 | 4784 | USD | Objective C Epiplan-Apochromat 20x/0.7 DIC M27
422672-9900-000 | 5616 | USD | Objective C Epiplan-Apochromat 50x/0.95 DIC M27
422642-9960-000 | 3434 | USD | Objective EC Epiplan-Apochromat 10x/0.3 BD DIC M27
422652-9960-000 | 3865 | USD | Objective EC Epiplan-Apochromat 20x/0.6 BD DIC M27
422672-9960-000 | 4906 | USD | Objective EC Epiplan-Apochromat 50x/0.95 BD DIC M27
422692-9960-000 | 6745 | USD | Objective EC Epiplan-Apochromat 100x/0.95 BD DIC M27
422692-9961-000 | 6745 | USD | Objective EC Epiplan-Apochromat 100x/0.95 HD DIC M27
422672-9800-000 | 5925 | USD | Objective LD C Epiplan-Apochromat 50x/0.6 DIC M27
000000-1111-806 | 26 | USD | Immersion oil Immersol 518 N, oiler 20 ml
000000-1111-807 | 68 | USD | Immersion oil Immersol 518 N, bottle 100 ml
000000-1111-809 | 260 | USD | Immersion oil Immersol 518 N, bottle 500 ml
444960-0000-000 | 42 | USD | Immersion oil Immersol 518 F fluorescence free, oiler 20 ml
444962-0000-000 | 135 | USD | Immersion oil Immersol 518 F fluorescence free, bottle 100 ml
444964-0000-000 | 541 | USD | Immersion oil Immersol 518 F fluorescence free, bottle 500 ml
444970-9000-000 | 94 | USD | Immersion oil Immersol 518 F for 30°C fluorescence free, oiler 20ml
444970-9010-000 | 92 | USD | Immersion oil Immersol 518 F for 37°C fluorescence free, oiler 20ml
462959-9901-000 | 124 | USD | Immersion medium Immersol G, oiler 20 ml
444969-0000-000 | 166 | USD | Immersion medium Immersol W 2010, oiler 20 ml
444965-0000-000 | 57 | USD | Immersion oil Immersol M, oiler 20 ml
444966-0000-000 | 156 | USD | Immersion oil Immersol M, bottle 100 ml
444971-9000-000 | 130 | USD | Immersion medium Immersol Sil 406, Oiler 20 ml
422900-9900-000 | 579 | USD | Antiflex cap for EC Epiplan-Neofluar 1.25x/0.03
422901-9900-000 | 568 | USD | Antiflex cap for EC Epiplan-Neofluar 2.5x/0.06
422902-9901-000 | 140 | USD | Coverglass cap for D=0.17-0.6mm
422904-9001-000 | 166 | USD | Coverglass cap for D=0.17mm
444822-0000-000 | 71 | USD | Immersion suction ring d=22.5 (10 pcs.)
000000-1095-168 | 44 | USD | Adapter M 27x0.75 / W 0.8 H "0"
000000-1374-408 | 356 | USD | Objective extension ring DIC H= 12.3 mm, M27
000000-1374-410 | 215 | USD | Objective extension ring H= 12.3 mm, M27
000000-1698-345 | 64 | USD | Adapter W0.8 / M27x0.75 H "5"
000000-1698-346 | 64 | USD | Intermediate ring M27 - M27 H "5"
000000-1698-347 | 64 | USD | Intermediate ring W0.8 - W0.8 H "5"
424508-0000-000 | 99 | USD | Objective ring ACR for objective sleeve cylindrical short
424509-0000-000 | 99 | USD | Objective ring ACR for objective sleeve conical short
424510-0000-000 | 116 | USD | Objective ring ACR for objective sleeve conical long
424511-0000-000 | 99 | USD | Objective ring ACR for objective sleeve cylindrical long
424516-9041-000 | 409 | USD | Adapter 30mm with optics and DIC slider mount
424516-9070-000 | 356 | USD | Intermediate ring DIC H=12mm M27 for Axio Examiner.A1
462975-0000-000 | 55 | USD | Box of lens cleaning paper (300 sheets)
000000-1787-996 | 568 | USD | Cover glasses HI, D=0.17m, round dia=25mm, box with 15 pc. (D)
432335-9370-000 | 588 | USD | Cover glasses with fiducials 20 pc. (YB)
474030-9000-000 | 44 | USD | Cover glasses, high performance, D=0.17mm, box with 1000 pc.
474030-9020-000 | 31 | USD | Cover glasses high performance, D=0.17mm, 22x22mm, box with 200 pc.
474029-9031-000 | 266 | USD | Calibration slide geometric 76x26mm, D=0.17 für Axio Scan.Z1
474029-9032-000 | 310 | USD | Calibration Slide Geometric 76x26mm D=0.17 for Axio Scan.Z1
474029-9090-000 | 80 | USD | Calibration slide for Lab Scope
474031-9010-000 | 52 | USD | Specimen on slide 76x26mm, tissue, Rabbit testes, H&E, 5µm
000000-0428-327 | 45 | USD | Refill set for object marker 000000-1105-072
000000-1105-072 | 225 | USD | Object marker
420852-9000-000 | 686 | USD | CAN Distributor for Motorized Objectives and Filter Wheels
420852-9020-000 | 560 | USD | Installation Kit autocorr for Axio Observer
434002-9010-000 | 185 | USD | Leveling press with Starter kit, 3x metal sample plate 76x26mm
478962-0000-000 | 902 | USD | Metallurgical levelling press
424225-9001-000 | 380 | USD | Condenser 0.9/1.25 H
000000-1092-585 | 448 | USD | Condenser 0.9/ 1.25 for "Axiostar" with 5x turret disk
424209-9901-000 | 3218 | USD | Achromatic LD condenser 0.8 H D Ph DIC, mot.
415500-1802-000 | 92 | USD | Dark-field slider 0.40-0.65 for Primo Star
415500-1803-000 | 106 | USD | Slider Ph2 for Primo Star
415500-1826-000 | 266 | USD | Slider H, Ph1, Ph2, Ph3 for Primo Star
000000-1033-187 | 153 | USD | Slider for Ph 2
000000-1037-993 | 179 | USD | Slider for Ph 3
000000-1037-994 | 215 | USD | Slider for darkfield 0.25/0.9
000000-1037-995 | 215 | USD | Slider for darkfield 0.65/0.9
000000-1104-285 | 303 | USD | Condenser 0.9/1.25 H
424227-9000-000 | 189 | USD | Condenser 0.9/ 1.25 H for Axio Lab.A1
445303-0000-000 | 1053 | USD | Abbe condenser 0.9/1.25 with 5x turret disk
424225-9080-000 | 422 | USD | Condenser 0.9 H Pol
424225-9010-000 | 205 | USD | Modulator disk H, D 0.65, Ph 1,2,3 PlasDIC for condenser 0.9/1.25
000000-1104-286 | 25 | USD | Phase stop Ph 1 to 000000-1144-488
000000-1104-287 | 25 | USD | Phase stop Ph 2 to 000000-1144-488
000000-1104-288 | 25 | USD | Phase stop Ph 3 to 000000-1144-488
000000-1144-489 | 25 | USD | Segment stop Var 1 for 000000-1144-488
445305-0000-000 | 74 | USD | Annular diaphragm Ph 1, insertable (for 445302)
445306-0000-000 | 120 | USD | Annular diaphragm Ph 2, insertable (for 445302)
445307-0000-000 | 74 | USD | Annular diaphragm Ph 3, insertable (for 445302)
424225-9050-000 | 438 | USD | Low-power system for objectives 2.5x/4x for condenser 0.9/1.25 H
424206-9901-000 | 1402 | USD | Condenser, LD achromatic 0.8 H DIC
424219-9901-000 | 1055 | USD | Achromatic-aplanatic pathology condenser 0.9 H
424225-9060-000 | 1051 | USD | Condenser, achromatic-aplanatic 0.9 H
424221-9000-000 | 2596 | USD | Achromatic-aplanatic condenser 0.9 H/0.4 LD
424227-9010-000 | 406 | USD | Condenser 0.9/ 1.25 H, D, Ph1, Ph2, Ph3 for Axio Lab.A1
424200-0000-000 | 1196 | USD | Achromatic-aplanatic universal condenser 0.9 H D Ph DIC
424200-9901-000 | 1352 | USD | Achromatic-aplanatic universal condenser 0.9 H D Ph DIC
424201-9902-000 | 3759 | USD | Achromatic-aplanatic universal condenser 0.9 H D Ph DIC, mot.
424201-9903-000 | 3759 | USD | Universal condenser achromatic-aplanatic 0.9 H D Ph DIC, mot.
424204-9901-000 | 2785 | USD | Achromatic LD condenser 0.8 H D Ph DIC
424208-0000-000 | 2760 | USD | Achromatic-aplanatic condenser 1.4 H D Ph DIC
424225-9070-000 | 1285 | USD | Condenser, achromatic-aplanatic 0.9 H D Ph DIC
424225-9110-000 | 2488 | USD | Condenser, achromatic-aplanatic 0.4 H Ph LD
424226-9000-000 | 1869 | USD | Condenser, LD achromatic 0.8 H DIC 5x
424226-9010-000 | 2190 | USD | Condenser, achromatic-aplanatic 0.9 H DIC 5x
424226-9020-000 | 2657 | USD | Condenser, achromatic-aplanatic 1.2W H DIC 5x
445445-9901-000 | 3368 | USD | Achromatic condenser 0.8 H D Ph DIC
424220-0000-000 | 2575 | USD | Achromatic-aplanatic pathology condenser 0.9 H mot.
424220-9902-000 | 2461 | USD | Condenser achromatic-aplanatic 0.9 H mot., pathology
424216-9901-000 | 2760 | USD | Achromatic-aplanatic universal condenser 0.9 H/ 0.8-0.9 DF
424218-0000-000 | 951 | USD | Dark-field attachment 1.2 - 1.4 Oil
465500-0000-000 | 934 | USD | Ultra condenser 1.2/1.4 (0.75-1.0) WD=1.1-1.3mm
465505-0000-000 | 847 | USD | Dry dark-field condenser 0.8/0.95 (0.6-0.75) WD=6.0mm
424212-9901-000 | 1812 | USD | Achromatic-aplanatic universal condenser 0.9 H Pol
424225-9090-000 | 1190 | USD | Condenser, achromatic-aplanatic 0.9 H Pol
445331-0000-000 | 626 | USD | Front optics 0.9/dia. 2.9 Pol
426716-9000-000 | 536 | USD | Slider with phase stop Ph1 for condenser 0.9 H/0.4 LD
426716-9010-000 | 536 | USD | Slider with phase stop Ph2 for condenser 0.9 H/0.4 LD
424215-0000-000 | 607 | USD | Large-field DF slider for 2.5x-5x
426704-0000-000 | 1619 | USD | Condenser module DIC 0/0.8 with polarizer
000000-1004-901 | 876 | USD | DIC prism I/0.9
426701-0000-000 | 1619 | USD | Condenser module DIC I/0.9 with polarizer
426705-0000-000 | 1619 | USD | Condenser module DIC I/0.8 with polarizer
426715-9020-000 | 993 | USD | Condenser module DIC I/0.9 with polarizer
426724-9030-000 | 1022 | USD | Condenser module DIC I/0.8 Senarmont
426724-9060-000 | 730 | USD | Condenser module DIC I/0.9 Senarmont
000000-1004-902 | 876 | USD | DIC prism II/0.9
426702-0000-000 | 1619 | USD | Condenser module DIC II/0.9 with polarizer
426706-0000-000 | 1619 | USD | Condenser module DIC II/0.8 with polarizer
426708-0000-000 | 1619 | USD | Condenser module DIC II/1.4 with polarizer
426715-9030-000 | 993 | USD | Condenser module DIC II/0.9 with polarizer
426724-9010-000 | 1022 | USD | Condenser module DIC II/1.2 Senarmont
426724-9040-000 | 1022 | USD | Condenser module DIC II/0.8 Senarmont
426724-9070-000 | 730 | USD | Condenser module DIC II/0,9 Senarmont
000000-1004-903 | 920 | USD | DIC prism III/0.9
000000-1005-004 | 1510 | USD | DIC prism III/0.9 (with polarizer)
426703-0000-000 | 1619 | USD | Condenser module DIC III/0.9 with polarizer
426709-0000-000 | 1619 | USD | Condenser module DIC III/1.4 with polarizer
426715-9040-000 | 993 | USD | Condenser module DIC III/0.9 with polarizer
426724-9020-000 | 1022 | USD | Condenser module DIC III/1.2 Senarmont
426724-9050-000 | 1022 | USD | Condenser module DIC III/0.8 Senarmont
426724-9080-000 | 730 | USD | Condenser module DIC III/0.9 Senarmont
426724-9120-000 | 672 | USD | Condenser module DIC III/0.8 LD Senarmont
445323-0000-000 | 295 | USD | Condenser holder Z for dark-field condenser
451235-0000-000 | 292 | USD | Condenser 0.4 (a=53mm)
451236-0000-000 | 313 | USD | Condenser 0.2 (a=90mm)
451237-0000-000 | 1257 | USD | Condenser 0.55 (a=31mm)
415510-1700-000 | 379 | USD | LD condenser 0.4 (WD=55mm)
415510-1701-000 | 167 | USD | LD condenser 0.3 (WD=72mm)
424228-9000-000 | 364 | USD | LD condenser 0.3 for slider
424228-9010-000 | 1248 | USD | LD condenser 0.4 for H Ph PlasDIC DIC iHMC
424228-9020-000 | 551 | USD | LD condenser 0.4 for slider
424228-9030-000 | 1383 | USD | LD condenser 0.55 for H Ph PlasDIC DIC
415510-1805-000 | 162 | USD | 3-position Ph slider
415510-1806-000 | 125 | USD | 2-position Ph slider
426717-9000-000 | 135 | USD | Slider 10x46 mm Ph/PlasDIC, H, Ph/PlasDIC
426717-9010-000 | 220 | USD | Slider 10x46 mm Ph/PlasDIC, H, Var
426717-9020-000 | 47 | USD | Slider 10x46 mm with fixed phase stop Ph 1/0.4
426717-9030-000 | 47 | USD | Slider 10x46 mm with fixed phase stop Ph 1/0.3
426980-9050-000 | 198 | USD | 3 position contrast slider 10x29 mm for PlasDIC module and analyzer
426980-9100-000 | 197 | USD | 3 position contrast slider 10x29mm for PlasDIC module and analyzer
451246-0000-000 | 360 | USD | Slider Ph, H, Var
415510-1807-000 | 24 | USD | Phase stop Ph 0/0.3
415510-1808-000 | 24 | USD | Phase stop Ph 1/0.3
415510-1809-000 | 24 | USD | Phase stop Ph 2/0.3
415510-1810-000 | 27 | USD | Phase stop Ph 0/0.4
415510-1811-000 | 27 | USD | Phase stop Ph 1/0.4
415510-1812-000 | 27 | USD | Phase stop Ph 2/0.4
426717-9130-000 | 26 | USD | Phase stop Ph 1/0.3 for slider
426717-9140-000 | 26 | USD | Phase stop Ph 2/0.3 for slider
426717-9150-000 | 26 | USD | Phase stop Ph 1 0.35/0.4 for condenser
426717-9160-000 | 26 | USD | Phase stop Ph 2 0.35/0.4 for condenser
426717-9170-000 | 26 | USD | Phase stop Ph 1/0.55 for condenser
426717-9180-000 | 26 | USD | Phase stop Ph 2/0.55 for condenser
426717-9190-000 | 26 | USD | Phase stop Ph 3/0.55 for condenser
426717-9200-000 | 499 | USD | iHMC module 1 0.35/0.4 for condenser (10x iHMC)
426717-9210-000 | 499 | USD | iHMC module 2 0.35/0.4 for condenser (20x iHMC)
426717-9220-000 | 499 | USD | iHMC module 3 0.35/0.4 for condenser (40x/63x iHMC)
426717-9350-000 | 26 | USD | Phase stop Ph 1/0.4 for slider
426717-9360-000 | 26 | USD | Phase stop Ph 2/0.4 for slider
451251-0000-000 | 64 | USD | Diaphragm Var 1/0.4
451252-0000-000 | 74 | USD | Diaphragm Var 1/0.55
451253-0000-000 | 78 | USD | Diaphragm Var 2/0.55
451255-0000-000 | 47 | USD | Phase stop Ph 0/0.4
451256-0000-000 | 37 | USD | Phase stop Ph 1/0.4
451257-0000-000 | 34 | USD | Phase stop Ph 2/0.4
451259-0000-000 | 43 | USD | Phase stop Ph 2/0.55
451261-0000-000 | 34 | USD | Phase stop Ph 0/0.2
426717-9230-000 | 936 | USD | Condenser module DIC I/0.4 with polarizer
426717-9250-000 | 988 | USD | Condenser module DIC I/0.55 with polarizer
426717-9280-000 | 1035 | USD | Condenser module DIC I/0.35 with polarizer
426717-9240-000 | 936 | USD | Condenser module DIC II/0.4 with polarizer
426717-9260-000 | 988 | USD | Condenser module DIC II/0.55 with polarizer
426717-9290-000 | 1035 | USD | Condenser module DIC II/0.35 with polarizer
426717-9270-000 | 988 | USD | Condenser module DIC III/0.55 with polarizer
424228-9040-000 | 114 | USD | Diffusion disk 2.5x for condenser 0.4
424228-9050-000 | 239 | USD | Diffusion disk 1.25x for condenser 0.3
000000-1005-846 | 3420 | USD | LD condenser 0.55 H/DIC, Ph1, Ph2, Ph3, Var1/2
424241-0000-000 | 1184 | USD | LD condenser 0.35 H, Ph0, Ph1, Ph2, DIC, DIC; 6 positions
424241-9010-000 | 1196 | USD | LD condenser 0.35 H Ph PlasDIC DIC iHMC
424242-0000-000 | 4048 | USD | LD condenser 0.55 H, Ph1, Ph2, Ph3, DIC, DIC; 6 positions
424244-0000-000 | 4176 | USD | LD condenser 0.55 H, Ph1, Ph2, Ph3, DIC, DIC; 6 positions, mot.
000000-1005-821 | 1162 | USD | DIC prism I/0.35
000000-1005-866 | 1162 | USD | DIC prism I/0.55
426722-0000-000 | 1594 | USD | Condenser module DIC I/0.55 with polarizer
000000-1005-822 | 1162 | USD | DIC prism II/0.35
000000-1005-867 | 1162 | USD | DIC prism II/0.55
426720-0000-000 | 1594 | USD | Condenser module DIC II/0.55 with polarizer
000000-1005-868 | 1162 | USD | DIC prism III/0.55
426721-0000-000 | 1594 | USD | Condenser module DIC III/0.55 with polarizer
424245-0000-000 | 799 | USD | Condenser mount for Axio Imager condensers 0.8/1.4
435103-9000-000 | 1997 | USD | Intermediate phototube S, right 50:50/0:100/100:0
000000-1096-716 | 31 | USD | Holding ring DV4/DR, M50 --> d=58 mm + M49
455182-0000-000 | 58 | USD | Holding ring A53 --> d=66 mm
435063-9000-000 | 863 | USD | Microscope Body Stemi 305
435063-9010-000 | 988 | USD | Microscope Body Stemi 305 trino
435063-9010-100 | 1300 | USD | Stemi 305 EDU Microscope Set
435063-9020-000 | 1300 | USD | Microscope Body Stemi 305 cam
435063-9020-100 | 1820 | USD | Stemi 305 LAB Microscope Set
435063-9030-000 | 967 | USD | Microscope Body Stemi 305 ESD
435063-9030-100 | 1612 | USD | Stemi 305 MAT Microscope Set
435064-9000-000 | 2387 | USD | Microscope Body Stemi 508
435064-9020-000 | 2860 | USD | Microscope Body Stemi 508 doc
455052-0000-000 | 1867 | USD | Stemi 2000 microscope body
455052-9004-000 | 64 | USD | Dust Protection Glass M50 with M49x0.75
000000-1098-424 | 231 | USD | Front lens system 1.25x FWD 60mm
435263-9050-000 | 281 | USD | Front Optics 3 0.5x FWD 185 mm
435263-9070-000 | 281 | USD | Front Optics 3 0.75x FWD 128 mm
435263-9150-000 | 312 | USD | Front Optics 3 1.5x FWD 56 mm
435263-9200-000 | 473 | USD | Front Optics 3 2.0x FWD 43 mm
435264-9060-000 | 411 | USD | Front Optics 5 Apo 0.63x FWD 127 mm
435264-9150-000 | 515 | USD | Front Optics 5 Apo 1.5x FWD 53 mm
435264-9200-000 | 619 | USD | Front Optics 5 Apo 2.0x FWD 35 mm
455025-0000-000 | 339 | USD | Front lens system 0.3x FWD 287mm
455026-0000-000 | 290 | USD | Front lens system 0.4x FWD 211mm
455029-9901-000 | 875 | USD | Vario front lens system 0.3x-0.5x FWD 233...90mm
455030-0000-000 | 1456 | USD | Oblique-view attachment for Stemi 508/2000 (D)
435424-9301-000 | 601 | USD | Stemi Mount Column 32 with Drive
000000-1096-715 | 4 | USD | DV4/DR eyecup, folding
000000-1124-555 | 24 | USD | Reticle mount d=19 mm for DV4/DR
435062-9000-000 | 192 | USD | Eyepiece 15x/13 Br. foc. for Stemi DV4
435062-9070-000 | 120 | USD | Eyepiece micrometer set 10:100/18
435000-0000-000 | 2699 | USD | SteREO Discovery.V8 microscope body
435001-9901-000 | 4532 | USD | SteREO Discovery.V12 microscope body
435003-9901-000 | 6868 | USD | SteREO Discovery.V20 microscope body
435064-9030-000 | 3300 | USD | Microscope Body Stemi 508 trino
435080-9031-000 | 9719 | USD | Microscope body Axio Zoom.V16
435601-0000-000 | 234 | USD | Human Interface Panel HIP
435604-0000-000 | 993 | USD | Manual Rotary Control MARC
435610-9011-000 | 1664 | USD | Controller EMS 3
435611-9010-000 | 1508 | USD | System Control Panel SYCOP 3
435100-0000-000 | 3188 | USD | Binocular ergo phototube S 5-45°
435103-9011-000 | 2800 | USD | Binocular Ergo Tube S 5-45°
435103-9050-000 | 2650 | USD | Binocular ergo tube S 1.25x 5-45°
435104-0000-000 | 1534 | USD | Binocular tube S 20°
435107-0000-000 | 2331 | USD | Binocular phototube S 20°
435114-0000-000 | 847 | USD | Binocular tube S 35°
435180-9001-000 | 7384 | USD | Binocular ergo phototube Z 0-30° mot
435180-9010-000 | 3172 | USD | Binocular phototube Z 15°
435200-0000-000 | 1503 | USD | Objective Plan S 1.0x FWD 81 mm
435203-0000-000 | 2392 | USD | Objective Plan Apo S 1.0x FWD 60 mm
435214-9570-000 | 4264 | USD | Oblique-view module S 0.3x with LED ring light (D)
435214-9901-000 | 356 | USD | Objective Achromat S 0.3x FWD 236 mm
435215-9901-000 | 356 | USD | Objective Achromat S 0.5x FWD 134 mm
435216-9901-000 | 282 | USD | Objective Achromat S 0.63x FWD 107 mm
435217-9901-000 | 303 | USD | Objective Achromat S 1.0x FWD 63 mm
435220-0000-000 | 639 | USD | Objective Achromat S 1.25x FWD 50mm
435224-0000-000 | 4887 | USD | Objective Plan Apo S 2.3x FWD 10 mm
435226-0000-000 | 3588 | USD | Objective Plan Apo S 1.5x FWD 30 mm
435228-9901-000 | 601 | USD | Objective Achromat S 1.5x FWD 28 mm
435250-0000-000 | 3446 | USD | Objective Plan Apo S 3.5x mono FWD 16 mm
435280-9050-000 | 2964 | USD | Objective PlanApo Z 0.5x/0.125 FWD 114mm
435281-9100-000 | 2184 | USD | Objective PlanNeoFluar Z 1.0x/0.25 FWD 56mm
435281-9150-000 | 4368 | USD | Objective Apo Z 1.5x/0.37 FWD 30mm
435281-9230-000 | 2912 | USD | Objective PlanNeoFluar Z 2.3x/0.57 FWD 10.6mm
435282-9100-000 | 3952 | USD | Objective Plan Z 1.0x/0.25 FWD 60mm
435112-0000-000 | 2854 | USD | Coaxial epi-illumination S
435301-0000-000 | 1196 | USD | Objective slider S /doc (D)
435302-0000-000 | 1197 | USD | Objective nosepiece S/doc, 3fold, 6x cod
435303-9000-000 | 4150 | USD | Objective nosepiece S, coax 3x2 cod
435304-0000-000 | 146 | USD | Intermediate rings for objective S mono
435306-9000-000 | 170 | USD | Rings for nosepiece 6x cod + objective mono
435380-9000-000 | 988 | USD | Objective nosepiece Z, 2x cod
455162-0000-000 | 71 | USD | Objective adapter 1.25x SV6/11-M60
435108-9901-000 | 1349 | USD | Intermediate phototube S, left 100/100
435118-0000-000 | 2809 | USD | Intermediate phototube S mot, right 100/100
435109-9901-000 | 1901 | USD | Intermediate phototube with 2 ports 50:50
435180-9020-000 | 676 | USD | Phototube Z 100:0
435116-0000-000 | 9491 | USD | Co-observation equipment for SteREO Discovery
435111-0000-000 | 3008 | USD | Drawing intermediate tube S, switchable
435102-0000-000 | 307 | USD | Intermediate tube S, fixed 40 mm
435103-9030-000 | 2028 | USD | Intermediate Y-tube S mot
435117-0000-000 | 1022 | USD | Intermediate Y-tube S, switchable
435119-9000-000 | 2082 | USD | Intermediate analyzer tube S mot mono
435180-9040-000 | 390 | USD | Spacer tube Z 40mm
435180-9070-000 | 2714 | USD | Analyzer tube Z mot
435400-0000-000 | 969 | USD | Coarse/Fine Drive, Profile Column 490 mm
435402-0000-000 | 172 | USD | Mount S with diam. 76 mm support
000000-0514-784 | 104 | USD | Power supply plug CAN RJ45 DC 24V 30W (D)
435298-9901-000 | 1248 | USD | Resolution test slide 3000 (D)
435602-0000-000 | 461 | USD | Foot pedal S
435403-9000-000 | 2496 | USD | Focus Motor 3, Central Profile Column 490 mm
435411-0000-000 | 2392 | USD | Double Boom SDA (D)
435412-0000-000 | 541 | USD | Stand base SDA (D)
435424-9000-000 | 416 | USD | Stand K
435424-9100-000 | 811 | USD | Stand M
435424-9221-000 | 485 | USD | Stand Base B 32
435424-9400-000 | 861 | USD | Stand N with Column 32/450 mm
435430-9902-000 | 1098 | USD | Stand base 450
435433-9000-000 | 936 | USD | Coarse/Fine Drive, T Column 350 mm
435433-9400-000 | 624 | USD | Base 300 for epi-illumination
435425-9020-000 | 666 | USD | Stand K MAT
435425-9100-000 | 1196 | USD | Stand M LED
435425-9000-000 | 676 | USD | Stand K EDU
435425-9010-000 | 988 | USD | Stand K LAB
000000-1222-243 | 238 | USD | Wall mount for stand U (D)
000000-1222-246 | 344 | USD | Traverse U 35/320 mm (D)
000000-1222-247 | 277 | USD | Stemi mount U 0-90° without drive (D)
435413-9000-000 | 5727 | USD | Floor Stand S
435414-9000-000 | 1760 | USD | Stand U with Articulated Suspension Arm (D)
435424-9200-000 | 310 | USD | Mounting Set Boom Stand B
435424-9210-000 | 780 | USD | Tilting Head B 32/115 mm
455119-0000-000 | 1261 | USD | Coupler for mounting Stemi to Med stand
000000-1065-969 | 123 | USD | Accessory darkfield transillumination for stand C / C LED
435403-9020-000 | 83 | USD | Cable EMS2 - focus motor 3
435403-9030-000 | 73 | USD | Cable EMS3/CMD - focus motor 3
435422-9030-000 | 162 | USD | Accessory for tilting of stand C LED (D)
435425-9010-010 | 120 | USD | Hand Rest Stand K LAB
435430-0120-010 | 53.1 | USD | B/W plate d=120mm
435443-0000-000 | 730 | USD | Articulated arm S M8-M8 (D)
435610-5003-000 | 83 | USD | Cable EMS3/CMD - focus motor 2
455105-8031-000 | 85.9 | USD | Safety-ring
455125-0000-000 | 340 | USD | Connecting crosspiece 32
475119-0000-000 | 482 | USD | Column 32/650
475120-0000-000 | 221 | USD | Column 32/450
417095-9400-000 | 811 | USD | VisiLED transillumination H, D=84 mm (D)
417096-9400-000 | 649 | USD | EasyLED transillumination H, D=84 mm (D)
435500-9000-000 | 3016 | USD | Transillumination top 450 mot
435501-0000-000 | 1589 | USD | Transmitted-light equipment S
435525-9100-000 | 590 | USD | Transillumination Unit M LED
435525-9130-000 | 270 | USD | Transilluminator Brightfield M LED
435533-9500-000 | 2075 | USD | Transillumination base 300
455137-9901-000 | 657 | USD | Transillumination accessory with stage D=140mm and contrast diaphragm
417040-9100-000 | 400 | USD | Ring illuminator with neon tube 5500K, d=58/66mm (D)
417040-9120-000 | 61 | USD | Neon ring-tube 5500K, spare (D)
417040-9450-000 | 660 | USD | LED double spot for column 32 (D)
417040-9560-000 | 555 | USD | LED double spot for mount S (D)
417075-9220-000 | 570 | USD | Flexible Light Guide 1500, 5/2200 mm
417095-9150-000 | 931 | USD | VisiLED slim ring light S BF, d=66mm (D)
417095-9225-000 | 1352 | USD | VisiLED ring light S 80-25 BF, d=66 mm (D)
417095-9255-000 | 1320 | USD | VisiLED ring light S 80-55 BF, d=66 mm (D)
417095-9300-000 | 973 | USD | VisiLED ring light S 40-10 DF (D)
417095-9500-000 | 422 | USD | Set for simultanous fixing (D)
417096-9200-000 | 676 | USD | EasyLED ring light d=66 mm (D)
417096-9300-000 | 865 | USD | EasyLED ring light Plus d=66 mm (D)
435180-9050-000 | 2922 | USD | Epi-illuminator Z
435507-0000-000 | 878 | USD | Diffuser S, telescopic, d=66 mm/M8
435508-0000-000 | 855 | USD | Diffuse face light M8 with light guide (D)
435525-9010-000 | 125 | USD | Spot Illuminator K LED
435525-9020-000 | 260 | USD | Double Spot Illuminator K LED
435525-9050-000 | 395 | USD | Ring Illuminator K LED segmentable
435540-9003-000 | 49 | USD | Focusing attachment d=6 mm without filters
455146-0000-000 | 1622 | USD | Universal incident-light illumination system at column 32 (D)
435123-9091-000 | 6396 | USD | Intermediate LED tube S, 09 Epodye
435123-9141-000 | 6396 | USD | Intermediate LED tube S, 14 mRFP
435123-9381-000 | 5732 | USD | Intermediate LED tube S, 38HE GFP
435123-9641-000 | 6136 | USD | Intermediate LED tube S, 64HE mPlum
435123-9691-000 | 5949 | USD | Intermediate LED tube S, 69 FITC
435123-9961-000 | 8103 | USD | Intermediate LED tube S, 96HE BFP/DAPI
435180-9061-000 | 5693 | USD | Fluar Illuminator Z mot
435180-9160-000 | 239 | USD | Reflector module Z FL ACR P&C
435180-9260-000 | 198 | USD | Reflector module Z FL P&C
435180-9360-000 | 239 | USD | Reflector module Z FL ACR RW P&C
435550-0000-000 | 172 | USD | Lumar filter wheel
435551-0000-000 | 74 | USD | Lumar filter support, empty
435505-9000-000 | 460 | USD | Vertical illuminator S, d=66mm, adjustable
455145-0000-000 | 627 | USD | Built-in light guide 1500 with focusing attachment (D)
455149-0000-000 | 45 | USD | Adapter for built-in illuminator
417084-9010-000 | 187 | USD | Stand base for KL 200/300 LED (D)
417095-9000-000 | 833 | USD | Multiple Controller MC 1500 for VisiLED (D)
417095-9010-000 | 487 | USD | Controller MC 750 for VisiLED (D)
417095-9050-000 | 130 | USD | Power supply 100...240V, 50...60Hz (D)
417095-9810-000 | 250 | USD | Dark-field ring for slim VisiLED (D)
417096-9526-000 | 64 | USD | EasyLED spot holder 300 mm M6-M8 (D)
435307-0000-000 | 63 | USD | Spacing ring M62, d=66x16 mm
435422-9040-000 | 468 | USD | Accessory contrast transillumination for stand C LED
435440-0000-000 | 49 | USD | Spacing rod S
435441-0000-000 | 135 | USD | Illuminator carrier S, M8-M8 (D)
435444-0000-000 | 107 | USD | Clamping ring 2x M8 to column 32
435446-9000-000 | 270 | USD | Holder M6 for spot at Stemi mount
435446-9020-000 | 103 | USD | Steel base M8+M6, 100mm dia. (D)
435448-0000-000 | 157 | USD | Spacing ring S, d=66 x 57 mm
435449-0000-000 | 157 | USD | Spacing ring S, d=66 x 40 mm
435501-0002-000 | 56 | USD | Clear glass plate, D=120 mm
435600-8306-000 | 74 | USD | Control cable of KL 2500 LCD
435602-9010-000 | 42 | USD | Foot button S (D)
466051-0000-000 | 82 | USD | Filter holder for lamp housing 10
435460-0000-000 | 1962 | USD | Mechanical stage S 100x100, d=120 mm (D)
435461-0000-000 | 1472 | USD | Gliding stage S 110x110, d=120 mm (D)
435465-9000-000 | 7592 | USD | Mechanical stage S 150x100 mot; CAN (D)
435465-9010-000 | 2912 | USD | Mechanical stage S 150x100 R (D)
435465-9020-000 | 9620 | USD | Measuring stage S 150x100 mot; CAN (D)
455120-9901-000 | 701 | USD | Rotating Pol stage for stereomicroscopes
455122-0000-000 | 730 | USD | Gliding stage +/-20mm, rotatable, d=84mm
455123-9901-000 | 614 | USD | Ball-and-Socket Stage +/-30° rotatable
435425-9310-000 | 20 | USD | Glass Plate D=84x5 mm
435425-9320-000 | 20 | USD | Plastic Plate B/W D=84x5 mm
435430-9010-000 | 73 | USD | Stage adapter 84/120
435430-9020-000 | 468 | USD | Stage adapter 84/120, centerable
435461-9001-000 | 116 | USD | Mounting frame 116x116 / 84 mm (D)
435465-9050-000 | 468 | USD | Adapter frame S 160x116 epi-illumination (D)
435465-9052-000 | 216 | USD | Insert plate S, metal 237x157x3mm (D)
435465-9053-000 | 172 | USD | Insert plate S, glass 237x157x3mm (D)
435498-0000-000 | 356 | USD | Stage carrier S, 85mm high, d=120mm
435533-9510-000 | 94 | USD | Stage adapter 84+120 for Transillumination base 300
435606-9000-000 | 1716 | USD | Mobile coaxial drive XY; CAN (D)
455140-0110-000 | 62 | USD | Stage diaphragm d=84/25 mm
455140-0111-000 | 62 | USD | Stage diaphragm d= 84/40 mm
475265-0001-000 | 38 | USD | Clear glass plate
475288-0000-000 | 50 | USD | Adherently coated plate, d=84mm
475290-9901-000 | 70 | USD | B/W plastic plate, d=84 mm
475291-0000-000 | 52 | USD | Ground glass plate, d=84 mm
417085-9506-000 | 119 | USD | Analyzer M49/50, rotatable
435526-9000-000 | 166 | USD | Analyzer M49/52 rotatable
435530-0000-000 | 430 | USD | Analyzer S, rotatable, d=66 mm
455170-0000-000 | 364 | USD | Analyzer (A 53)
000000-1152-698 | 530 | USD | Polarization filter set S d=58 mm (D)
417075-9009-000 | 465 | USD | Polarization filter set S, d=66 mm (D)
417075-9009-710 | 465 | USD | Polarization filter set S, d=66mm special (D)
417085-9500-000 | 105 | USD | Polarizer for VisiLED/EasyLED transillumination H (D)
417095-9550-000 | 541 | USD | Polarization filter set VisiLED/EasyLED (D)
417096-9600-000 | 98 | USD | EasyLED spot polarizer (D)
435422-9060-000 | 206 | USD | Polarizer C LED, transillumination
435422-9070-000 | 135 | USD | Polarizer C LED, epi-illumination
435422-9071-000 | 146 | USD | Polarizer C LED rotatable, epi-illumination
435526-9010-000 | 125 | USD | Polarizer Spot K LED
435526-9020-000 | 187 | USD | Polarizer Transillumination K/M
435531-0000-000 | 243 | USD | Polarizer S, d=84 mm
455174-0000-000 | 333 | USD | Polarizer S
455172-0000-000 | 676 | USD | Lambda plate in slider
435112-9010-000 | 639 | USD | Lambda/4 Cap S, d=66 mm
457411-9051-000 | 64 | USD | Extension cable 2 m for illuminators HAL 100/LED
457411-9070-000 | 125 | USD | Extension cable 6 m for illuminators HAL 100/LED
000000-0485-260 | 46 | USD | Trigger cable for HXP C light source (D)
000000-1695-137 | 1976 | USD | Ludl MAC 6000 Controller Base System (D)
000000-1695-168 | 6218 | USD | Ludl MAC 6000 XY Stage Controller Stepper incl. Joystick (D)
000000-1695-170 | 4297 | USD | Ludl MAC 6000 Single Filter Wheel Pack Excitation (D)
000000-1695-171 | 3804 | USD | Ludl MAC 6000 Filter Wheel Emission TV 60 C 1.0x (D)
432339-9010-000 | 8671 | USD | Controller Z PIEZO WSB 500 (D)
432901-9904-000 | 7724 | USD | Stage controller XY PIEZO WSB CAN (D)
432929-9011-000 | 5512 | USD | Stage Controller XY STEP SMC 2009
432929-9020-000 | 6032 | USD | Stage Controller XYZ STEP SMC 2009 Vario
415101-2000-141 | 572 | USD | Joystick for Stage (O)
432339-9020-000 | 2195 | USD | Control wheel Z PIEZO WSB 500 (D)
432903-9000-000 | 1158 | USD | Trackball XY; CAN (D)
432903-9011-000 | 865 | USD | Joystick XY; CAN (D)
000000-1695-169 | 216 | USD | Ludl MAC 6000 Stepper Motor Cable with Right Angled Plug (D)
000000-1869-588 | 323 | USD | Ludl MAC 5000 Adapter for Stepper Motor Cable (D)
000000-1869-589 | 187 | USD | Ludl MAC 6000 Adapter for Stepper Motor Cable (D)
000000-2121-749 | 220 | USD | Extension cable for stage control 1.6 m (D)
430038-5018-000 | 112 | USD | Trigger cable for trigger board µCon HS and Axio Scan.Z1 (D)
430038-5034-000 | 208 | USD | Trigger cable for trigger board Rev.4 and Axio Scan (D)
432929-9030-000 | 281 | USD | Motor cable XY SMC 2009 D-Sub/2x Maerzhaeuser round plug (D)
457411-9011-000 | 57 | USD | CAN-bus cable 2.5 m
457411-9012-000 | 92 | USD | RS 232 cable (3m) (Illuminator - Device Master 3)
430055-9100-000 | 439 | USD | Interface module MNA basic, Primotech
430055-9110-000 | 1524 | USD | Interface module MNA advanced, Primotech
000000-0441-336 | 1005 | USD | POCmini-2 cell cultivation system
000000-0441-337 | 378 | USD | Perfusion insert, open, with lid for POCmini-2
000000-0441-338 | 57 | USD | Foil Cover for POCmini-2 cell cultivation system
000000-0441-339 | 49 | USD | CultFoil (25 µm) for POCmini-2
000000-0441-340 | 602 | USD | CO2-Cover KH
000000-0441-341 | 602 | USD | CO2-Cover HP for heating insert P
000000-0441-342 | 602 | USD | CO2-Cover HM
000000-1116-049 | 1669 | USD | Supplementary pre-heating plate with 3 inserts
000000-1116-057 | 1688 | USD | Tempcontrol 37 (1 channel)
000000-1116-058 | 2562 | USD | Incubator M
000000-1116-060 | 3254 | USD | Incubator S-M
000000-1116-075 | 957 | USD | Objective Heater for water immersion objective
000000-1116-079 | 1133 | USD | POC-R2 cell cultivation system
000000-1116-080 | 315 | USD | Perfusion insert, open, with lid for POC-R2
000000-1116-081 | 77 | USD | Foil cover for POC-R2
000000-1116-082 | 47 | USD | CultFoil (25 µm) for POC-R2
000000-1116-083 | 61 | USD | Foil cover for Petri dishes "35"
000000-1116-084 | 47 | USD | CultFoil (25 µm) for Petri dishes "35"
000000-1116-085 | 61 | USD | Foil cover for Petri dishes "60"
000000-1116-086 | 47 | USD | CultFoil (25 µm) for Petri dishes "60"
000000-1156-838 | 1045 | USD | Foil Cover for multitest dishes
000000-1156-839 | 214 | USD | CultFoil (25 µm) for multitest dishes
000000-1758-254 | 5043 | USD | Incubator P, compact S1 (D)
000000-1792-942 | 119 | USD | Glass cover for Petri dishes "35"; suitable for DIC (D)
000000-1847-181 | 119 | USD | Glass cover for Petri dishes "60"; suitable for DIC (D)
000000-2180-519 | 899 | USD | Air duct tube, extension, 1m (D)
411857-9010-000 | 8953 | USD | CO2 Module S1 (D)
411857-9020-000 | 5245 | USD | Incubator PM S1 (D)
411857-9025-000 | 3742 | USD | Incubator Micromanipulation S1 (D)
411857-9031-000 | 4420 | USD | Heating Unit XL S1 (D)
411857-9040-000 | 9246 | USD | O2 Module S1 (D)
411857-9050-000 | 1082 | USD | Heating Device Humidity S1 (D)
411857-9080-000 | 1116 | USD | Control Sensor T S1 (D)
411857-9100-000 | 1669 | USD | CO2 Cover Micromanipulation S1 (D)
411857-9110-000 | 1333 | USD | CO2-Cover PM S1 (D)
411857-9120-000 | 8293 | USD | O2 Module S1 for Celldiscoverer 7 (D)
411857-9130-000 | 8478 | USD | CO2 Module S1 for Celldiscoverer 7 (D)
411857-9400-000 | 5841 | USD | Incubator XLmulti S1 (D)
411857-9520-000 | 757 | USD | Slide-in module CSU-X1 XLmulti / XLmulti RED S1 (D)
411857-9600-000 | 865 | USD | LED in-cabin illuminator for incubator XL S1 DARK (D)
411860-9005-000 | 2686 | USD | TempController 2000-2 (D)
411860-9010-000 | 3713 | USD | TempModule S1 (D)
411860-9020-000 | 3827 | USD | Heating Insert P S1 (D)
411860-9025-000 | 4743 | USD | Heating insert P Lab-TekTM S1 (D)
411860-9062-000 | 1159 | USD | Objektive heater 17.5/25 S1 (D)
411860-9064-000 | 1232 | USD | Objective heater 22.5/34 S1 (D)
411860-9065-000 | 1232 | USD | Objective heater 25.5/33 S1 (D)
411860-9066-000 | 1232 | USD | Objective heater 32/34 S1 (D)
411860-9067-000 | 1232 | USD | Objective heater 33/38 S1 (D)
411860-9081-000 | 1956 | USD | Heatable universal mounting frame K-H-R S1 (D)
411860-9100-000 | 5367 | USD | TempModule S1 for Celldiscoverer 7 (D)
411860-9130-000 | 3569 | USD | Heating Insert M06 S1 (D)
411860-9140-000 | 3569 | USD | Heating Insert M12 S1 (D)
411860-9150-000 | 3569 | USD | Heating Insert M24 S1 (D)
411860-9160-000 | 3569 | USD | Heating Insert M96 S1 (D)
411860-9902-000 | 3353 | USD | Incubator S for heating insert P
411861-9902-000 | 3959 | USD | Heating Insert P S1; compact (D)
411882-9010-000 | 2392 | USD | Temperable Insert P S1 (D)
411882-9021-000 | 7117 | USD | Circulator S1 (100V) (D)
411882-9070-000 | 4439 | USD | Y-Module S1 (D)
411882-9080-000 | 1138 | USD | Temperable Objective Ring 17.5/25 mm S1 (D)
411882-9081-000 | 1138 | USD | Temperable Objective Ring 22.5/32.5 mm S1 (D)
433615-9000-000 | 9542 | USD | Incubation set heating S1 for Celldiscoverer 7
433615-9010-000 | 10259 | USD | Incubation set heating/cooling S1 for Celldiscoverer 7
471841-9902-000 | 1221 | USD | Supplementary pre-heating plate
411802-0000-000 | 2811 | USD | MMJ manual micromanipulator, left
000000-1122-015 | 2080 | USD | CZ-IM-9B Microinjector oil type (D)
000000-1122-016 | 1910 | USD | CZ-IM-9C Microinjector air type (D)
000000-1122-427 | 1074 | USD | HD-21 Double Pipette Holder (D)
411831-0002-000 | 312 | USD | CZ-NZ-22 Narishige Adapter Axio Observer / Axiovert 200 (D)
411831-0003-000 | 16120 | USD | CZ-MWO-202D Three axes Coarse/Fine Manipulator, Hydr./Hydr. (D)
411831-0005-000 | 335 | USD | CZ-UT Adapter MOM-202D Axio Vert (D)
411831-9120-000 | 1300 | USD | Magnetic base TSA-Z (D)
431030-9100-000 | 910 | USD | Adapter micromanipulation Narishige for Axio Vert
000000-1116-111 | 4867 | USD | Multichannel peristaltic pump
411860-9092-000 | 4293 | USD | Mounting Frame K Thermo Plate with Controller (D)
430025-9201-000 | 3145 | USD | Universal desk for microscope systems 1500x800 mm (O)
423667-9000-000 | 19760 | USD | Slider assembly ApoTome.2 for Axio Observer
423667-9001-000 | 19760 | USD | Slider assembly ApoTome.2 for Axio Observer
423667-9100-000 | 19760 | USD | Slider assembly ApoTome.2 for Axio Imager
423667-9101-000 | 19760 | USD | Slider assembly ApoTome.2 for Axio Imager
423667-9201-000 | 19760 | USD | Slider assembly ApoTome.2 for Axio Zoom.V16
000000-1151-001 | 778 | USD | Transmission grid PH "ApoTome"
000000-1151-002 | 778 | USD | Transmission grid VH ApoTome
000000-1151-003 | 778 | USD | Transmission grid PL ApoTome
423662-0000-000 | 951 | USD | Transmission grid H1 ApoTome for Axio Imager
423663-0000-000 | 914 | USD | Transmission grid M ApoTome for Axio Imager
423664-0000-000 | 951 | USD | Transmission grid L1 ApoTome for Axio Imager
000000-0440-713 | 14 | USD | Tweezers, tapering, curved, 130 mm in length
000000-1182-440 | 268 | USD | Mirror test slide
000000-1213-943 | 126 | USD | Fluorescence test slide
000000-1311-079 | 1661 | USD | Anti-vibration plate "Axio Imager" (D)
415010-0112-000 | 1221 | USD | MIRAX Viewer Module Fluorescence
423635-9010-000 | 768 | USD | Fiber oscillator laser manipulation
423635-9020-000 | 379 | USD | Adaptation parts laser manipulation / Axio Observer
400101-9000-000 | 53970 | USD | Detector Head Smartproof 5 (D)
423638-9002-000 | 71334 | USD | Spinning Disk Unit CSU-X1M 1800 without light guide (D)
423638-9012-000 | 76950 | USD | Spinning Disk Unit CSU-X1M 5000 without light guide (D)
423638-9072-000 | 78200 | USD | Spinning Disk Unit CSU-X1M 5000 dual cam without light guide (D)
423638-9092-000 | 106069 | USD | Spinning Disk Unit CSU-X1A 5000 without light guide (D)
000000-1761-634 | 545 | USD | Leg supports for camera base CSU-X1
423638-9170-000 | 2107 | USD | Dichroic mirror module for CSU-X1, empty (D)
423638-9180-000 | 1080 | USD | Holder for emission filter for CSU-X1 (D)
423638-9250-000 | 3869 | USD | Camera adapter CSU-X1 - C 10x7mm 1.0x (D)
423638-9260-000 | 3869 | USD | Camera adapter CSU-X1 - C 12x8mm 1.2x (D)
423638-9290-000 | 5668 | USD | Emission filter wheel for CSU-X1 (D)
423638-9300-000 | 15467 | USD | Filterwheel controller for CSU-X1 (D)
423638-9330-000 | 1347 | USD | Holder for secondary beam splitter for CSU-X1 (D)
423638-9340-000 | 3893 | USD | Second Camera Base CSU-X1 (D)
432927-9070-000 | 383 | USD | Supporting device for CSU-X1 on Axio Examiner
000000-2052-491 | 15270 | USD | Microscope stand Smartproof 5
000000-1219-379 | 15443 | USD | TIRF multiline Ar-laser 458/488/514nm (25mW) (D)
000000-1514-461 | 22100 | USD | Laser unit 488nm/100mW (OPSL laser) (D)
000000-0572-191 | 350 | USD | Joystick 3D Connexion (D)
000000-1770-117 | 13873 | USD | Laser output coupling unit laser manipulation
000000-2101-187 | 1382 | USD | Sample stage, fixed (D)
400615-9470-000 | 49234 | USD | Upgrade kit from Laser Bench Rack to Laser Bench Rack 3F
432927-9041-000 | 2253 | USD | Signal distribution box Rev.2 for Trigger-Board
411857-9220-000 | 5403 | USD | Incubator PM S1 LS (D)
411857-9410-000 | 7571 | USD | Incubator XLmulti S1 RED LS (D)
411857-9420-000 | 8869 | USD | Incubator XLmulti S1 DARK LS (D)
411857-9511-000 | 649 | USD | Slide-in module standard XLmulti / XLmulti RED S1 (D)
411857-9541-000 | 1190 | USD | Slide-in module standard XLmulti S1 DARK (D)
411857-9550-000 | 1298 | USD | Slide-in module CSU-X1 XLmulti S1 DARK (D)
426143-9050-000 | 2808 | USD | Laser safety kit Duolink
432319-9902-000 | 2626 | USD | Laser safety cover reflected light (D)
432910-1000-000 | 64 | USD | Safety cover for illumination port
432921-0000-000 | 2269 | USD | Safety-Kit TIRF for customer provided laser module
432927-9011-000 | 1425 | USD | Basic kit laser safety Rev.2
432927-9020-000 | 408 | USD | Laser safety kit CSU-X1
432927-9080-000 | 1303 | USD | Basic kit laser safety Axio Examiner
432927-9090-000 | 705 | USD | Laser safety kit CSU-X1 Axio Examiner
432927-9120-000 | 142 | USD | Safety kit for HXP 120
433611-0000-000 | 5079 | USD | Laser safety incubator refl/transm light (D)
432927-9060-000 | 168 | USD | Adaptation parts CSU-X1 / Axio Observer
432927-9100-000 | 283 | USD | Adaptation parts CSU-X1 / Axio Examiner
423635-9060-000 | 112 | USD | Calibration slide for DirectFRAP (D)
423639-9050-000 | 216 | USD | Adjustment tool for Vivatome
423684-9010-000 | 919 | USD | Adjusting tools TIRF
423685-9000-000 | 425 | USD | Camera Adapter 60N-C 1" 1.0x for TIRF 3, switchable
423685-9001-000 | 946 | USD | Camera Adapter 60N-C 1" 1.0x; laser safe, switchable
423685-9010-000 | 374 | USD | Camera Adapter 60N-C 1" 1.0x, laser safe
423638-9270-000 | 375 | USD | I/O cable for CSU-X1 (D)
432927-9030-000 | 213 | USD | Remote switch for laser mode
415101-2605-106 | 364 | USD | Safety Kit ApoTome MB IV
415101-2900-111 | 3359 | USD | Coupling unit C MB IV
415101-2950-500 | 260 | USD | KG3 Filter Unit AX 200
415101-7000-000 | 117957 | USD | MicroBeam Module Rel. 4.2
415101-7000-001 | 62806 | USD | Upgrade MB to CS Module mono 4.2
415101-7000-004 | 118279 | USD | Upgrade MB to CS Module twinflex 4.2
415101-7000-005 | 73091 | USD | MicroTweezers Module mono Rel. 4.2
415101-7000-007 | 119350 | USD | MicroTweezers Module duoflex Rel. 4.2
415101-7000-015 | 151455 | USD | CombiSystem Module mono Rel. 4.2
415101-7000-018 | 204922 | USD | CombiSystem Module twinflex Rel. 4.2
415109-9140-000 | 48309 | USD | Upgrade Kit MBIIIC to MBIV
415109-9150-000 | 61992 | USD | Upgrade Kit MBIII N2 to MBIV
415101-1700-125 | 33904 | USD | Laser 6FTSS355-50 OEM (O)
415101-1800-121 | 42276 | USD | Ventus 1064-3000 (O)
410130-0506-000 | 2110 | USD | LCM/AxioVision 4.8 Software Package
410130-0906-000 | 2194 | USD | LCM/AxioVision SE64 Rel. 4.9.1 Software
410132-0522-000 | 2132 | USD | LCM/AxioVision 4 Module Extended Focus and Z-stack
410132-0523-000 | 1196 | USD | LCM/AxioVision 4 Module Multichannel Fluorescence
410132-0525-000 | 4139 | USD | LCM/AxioVision 4 Module Multichannel Fluor.,Ext.Focus,Z-stack,Time L.
415101-2600-110 | 3839 | USD | RoboSoftware Update 3.0
415101-2601-965 | 5970 | USD | AxioVision/PALM LCM Module
415101-2605-005 | 1966 | USD | RoboSoftware Module Time Lapse
415101-2605-010 | 2350 | USD | RoboSoftware Module Database
415109-2603-002 | 5772 | USD | Upgrade PRS 4.0 to 4.3 Pro SP2
415109-2607-005 | 6642 | USD | Upgrade RoboSoftware 1.2 - 4.6 to 4.8 Pro
415109-2612-005 | 472 | USD | Upgrade RoboSoftware 4.2 - 4.6 to 4.8
415109-2613-005 | 423 | USD | Upgrade RoboSoftware 4.2 Pro - 4.6 Pro to 4.8 Pro
415109-2622-000 | 7500 | USD | RoboSoftware 4.8
415109-2623-000 | 6645 | USD | RoboSoftware 4.8 Pro
415115-2600-000 | 4202 | USD | RoboSoftware Module Force Measurement
415101-2000-130 | 15850 | USD | RoboStage II
415101-2000-410 | 248 | USD | TubeCollector 2x200 CM II
415101-2000-600 | 25137 | USD | RoboMover
415101-2000-810 | 551 | USD | SlideHolder 3x1.0
415101-2000-820 | 1321 | USD | SlideHolder 3x0.17
415101-2000-825 | 1019 | USD | SlideHolder 50x1.0
415101-2000-835 | 551 | USD | DishHolder 35 CC
415101-2000-841 | 551 | USD | DishHolder 50 CC
415101-2000-900 | 1113 | USD | TubeCollector 8x200
415101-2000-911 | 1050 | USD | CapCollector 12x8
415101-2000-935 | 551 | USD | CapturePlate Collector 96
415101-2000-950 | 551 | USD | CollectorSet SingleTube I 200
415101-2000-951 | 551 | USD | CollectorSet SingleTube II 200 RM
415101-2000-953 | 551 | USD | CollectorSet SingleTube II 500 RM
415101-2000-960 | 1290 | USD | TubeCollector 8x500
415101-2100-150 | 145 | USD | TubeHolder 1500 µl CM I
415101-2100-160 | 437 | USD | CollectorSet 200 CM II
415101-2100-200 | 333 | USD | MultiCapHolder Set CM I
415101-2100-310 | 174 | USD | LiveCell Collector
415101-2100-320 | 101 | USD | Diffusor CM
415101-2400-510 | 30628 | USD | ControlUnit 14
415111-9021-000 | 7498 | USD | CapMover II
415112-9031-000 | 164 | USD | DishHolder 6x35
415112-9060-000 | 931 | USD | UniversalHolder
415112-9070-000 | 1706 | USD | UniversalHolder for RoboStage I
415114-9100-000 | 10702 | USD | Incubator XL PALM-3 S1 (O)
415114-9111-000 | 12376 | USD | Stage Incubator LCM S1 (D)
415101-2800-101 | 1414 | USD | System baseplate MB IV
415101-2800-103 | 2746 | USD | System baseplate CS Rel. 4.2
415101-2800-205 | 3628 | USD | Steel table MicroBeam IV
415101-2800-422 | 11014 | USD | Steel table actively vibration-absorbed (D)
415115-9020-000 | 582 | USD | StarterKit FM (D)
415190-1002-000 | 36 | USD | Cover slip #1, d=35mm; 100pcs (D)
415190-9020-000 | 312 | USD | LiquidCover Glass (D)
415190-9041-000 | 468 | USD | MembraneSlide 1.0 PEN (D)
415190-9041-001 | 38 | USD | Sample MembraneSlide 1.0 PEN (D)
415190-9051-000 | 572 | USD | MembraneSlide 1.0 PET (D)
415190-9051-001 | 38 | USD | Sample MembraneSlide 1.0 PET (D)
415190-9061-000 | 770 | USD | MembraneSlide 0.17 PEN (D)
415190-9061-001 | 30 | USD | Sample MembraneSlide 0.17 PEN (D)
415190-9071-000 | 770 | USD | MembraneSlide 0.17 PET (D)
415190-9071-001 | 30 | USD | Sample MembraneSlide 0.17 PET (D)
415190-9081-000 | 395 | USD | MembraneSlide NF 1.0 PEN (D)
415190-9091-000 | 1342 | USD | MembraneSlide 50x1.0 PEN (D)
415190-9101-000 | 468 | USD | FrameSlide PET (D)
415190-9101-001 | 62 | USD | Sample FrameSlide PET (D)
415190-9131-000 | 204 | USD | MembraneRing 50 (D)
415190-9142-000 | 204 | USD | MembraneRing 35 (D)
415190-9151-000 | 230 | USD | CapturePlate 96 (D)
415190-9161-000 | 260 | USD | AdhesiveStrip 8C opaque (D)
415190-9171-000 | 260 | USD | AdhesiveStrip 8C clear (D)
415190-9181-000 | 198 | USD | AdhesiveCap 200 opaque (D)
415190-9191-000 | 198 | USD | AdhesiveCap 200 clear (D)
415190-9201-000 | 198 | USD | AdhesiveCap 500 opaque (D)
415190-9201-001 | 25 | USD | Sample AdhesiveCap 500 opaque (D)
415190-9211-000 | 198 | USD | AdhesiveCap 500 clear (D)
415190-9211-001 | 25 | USD | Sample AdhesiveCap 500 clear (D)
415190-9221-000 | 52 | USD | MicroTube 500 (D)
415190-9231-000 | 212 | USD | AdhesiveCap Touch 500 opaque (50 pcs.) (D)
415190-9241-000 | 156 | USD | Lumox Dish 50, hydrophilic; 10 pcs. (D)
415190-9251-000 | 156 | USD | Lumox Dish 35, hydrophilic; 10 pcs. (D)
415104-0000-110 | 1591 | USD | Training on LCM systems (O)
415104-1000-100 | 330 | USD | DemoSet
415109-9100-000 | 90 | USD | Position recognition LCM for transmitted-light illumination carrier
415114-9082-000 | 1685 | USD | Microscope Adaption Kit Axio Observer
000000-1222-044 | 6133 | USD | AxioVision 4 Module Inside4D
000000-1222-045 | 1371 | USD | AxioVision 4 Module Multichannel Fluorescence
000000-1222-047 | 3654 | USD | AxioVision 4 Modules Multichannel, Z-Stack, Time Lapse
000000-1222-049 | 1371 | USD | AxioVision 4 Module Time Lapse
000000-1222-052 | 1371 | USD | AxioVision 4 Module Z-Stack
000000-1235-856 | 914 | USD | AxioVision 4 Module Autofocus
000000-1235-863 | 2557 | USD | AxioVision 4 Module Commander
000000-1235-866 | 1240 | USD | AxioVision 4 Module Extended Focus
000000-1235-869 | 2046 | USD | AxioVision 4 Module Imaging Plus
000000-1235-871 | 990 | USD | AxioVision 4 Module Interactive Measurement
000000-1235-878 | 1238 | USD | AxioVision 4 Module Panorama
000000-1235-881 | 4258 | USD | AxioVision 4 Module VBA
000000-1235-913 | 2310 | USD | AxioVision 4 Module MosaiX
000000-1235-919 | 479 | USD | AxioVision 4 Module Autofocus Site License
000000-1235-920 | 1340 | USD | AxioVision 4 Module Commander Site License
000000-1235-923 | 619 | USD | AxioVision 4 Module Extended Focus Site License
000000-1235-928 | 1071 | USD | AxioVision 4 Module Imaging Plus Site License
000000-1235-930 | 3066 | USD | AxioVision 4 Module Inside4D Site License
000000-1235-931 | 517 | USD | AxioVision 4 Module Interactive Measurement Site License
000000-1235-934 | 1155 | USD | AxioVision 4 Module MosaiX Site License
000000-1235-935 | 716 | USD | AxioVision 4 Module Multichannel Fluorescence Site License
000000-1235-937 | 1564 | USD | AxioVision 4 Modules Multich., Z-St., Time L.Site License
000000-1235-938 | 713 | USD | AxioVision 4 Module Panorama Site License
000000-1235-941 | 716 | USD | AxioVision 4 Module Time Lapse Site License
000000-1235-942 | 2228 | USD | AxioVision 4 Module VBA Site License
000000-1235-943 | 684 | USD | AxioVision 4 Module Z-Stack Site License
000000-1281-793 | 4127 | USD | AxioVision 4 Module AutoMeasure Plus
000000-1281-794 | 2476 | USD | AxioVision 4 Module AutoMeasure
000000-1281-863 | 1238 | USD | AxioVision 4 Module AutoMeasure Site License
000000-1281-864 | 2062 | USD | AxioVision 4 Module AutoMeasure Plus Site License
000000-1304-584 | 991 | USD | AxioVision 4 Module Mark & Find 2 Site License
000000-1304-587 | 1981 | USD | AxioVision 4 Module Mark & Find 2
410130-0403-000 | 487 | USD | AxioVision LE Module HDR
410130-0608-000 | 990 | USD | AxioVision LE Module Interactive Measurement
410130-0705-007 | 5148 | USD | AxioVision SE64 Materials Core Package with Axiocam 105 color (D)
410130-0705-008 | 7450 | USD | AxioVision SE64 Materials Core Package with AxioCam ICc 1 (D)
410130-0705-012 | 11240 | USD | AxioVision SE64 Materials Core Package with Axiocam 503 color (D)
410130-0705-013 | 14100 | USD | AxioVision SE64 Materials Core Package with Axiocam 506 color (D)
410130-0909-000 | 2158 | USD | AxioVision SE64 Rel. 4.9.1 Software
410130-1909-000 | 1078 | USD | AxioVision SE64 Rel. 4.9.1 Software Site License
410131-0200-005 | 1303 | USD | AxioVision 4 Module Asset Archive
410131-0300-034 | 1319 | USD | AxioVision 4 Module Online-Measurement
410131-0300-036 | 4870 | USD | AxioVision 4 Module Topography
410131-0400-006 | 2530 | USD | AxioVision 4 Module Particle Analyzer Projects
410131-0400-042 | 487 | USD | AxioVision 4 Module HDR
410131-0400-043 | 1518 | USD | AxioVision 4 Module Comparative Diagrams
410131-1200-005 | 652 | USD | AxioVision 4 Module Asset Archive Site License
410131-1300-034 | 659 | USD | AxioVision 4 Module Online-Measurement Site License
410131-1300-036 | 2435 | USD | AxioVision 4 Module Topography Site License
410131-1400-006 | 1266 | USD | AxioVision 4 Module Particle Analyzer Projects Site License
410131-1400-042 | 287 | USD | AxioVision 4 Module HDR Site License
410131-1400-043 | 759 | USD | AxioVision 4 Module Comparative Diagrams Site License
410132-0306-000 | 4120 | USD | AxioVision 4 Module Physiology
410132-0319-000 | 2560 | USD | AxioVision 4 Module Measurement Validation
410132-0406-000 | 1813 | USD | AxioVision 4 Module Grains
410132-0407-000 | 1813 | USD | AxioVision 4 Module Graphite
410132-0408-000 | 1813 | USD | AxioVision 4 Module Multiphase
410132-0409-000 | 4114 | USD | AxioVision 4 Module NMI
410132-0520-000 | 1342 | USD | AxioVision 4 Module Layer thickness measurement
410132-0521-000 | 6900 | USD | AxioVision 4 Module LM-EM Correlative Microscopy Shuttle & Find
410132-0726-000 | 10073 | USD | AxioVision 4 Module Correlative Particle Analyzer (CAPA)
410132-1306-000 | 2060 | USD | AxioVision 4 Module Physiology Site License
410132-1406-000 | 907 | USD | AxioVision 4 Module Grains Site License
410132-1407-000 | 907 | USD | AxioVision 4 Module Graphite Site License
410132-1408-000 | 907 | USD | AxioVision 4 Module Multiphase Site License
410132-1409-000 | 2057 | USD | AxioVision 4 Module NMI Site License
410132-1520-000 | 671 | USD | AxioVision 4 Module Layer thickness measurement Site License
410132-1521-000 | 3461 | USD | AxioVision 4 Module LM-EM Correl. Microsc. Shuttle & Find Site License
410132-1726-000 | 5037 | USD | AxioVision 4 Module Correlative Particle Analyzer (CAPA) Site License
410132-2726-000 | 7556 | USD | AxioVision 4 Module Correlative Particle Analyzer (CAPA) Network Licence
410133-0202-000 | 2355 | USD | Upgrade AxioVision LE Module to AxioVision 4.9.1 64bit
410133-0203-000 | 1649 | USD | Upgrade to AxioVision 4.9.1 64bit Material Modules
410133-0304-000 | 243 | USD | Upgrade to USB HASP HL Dongle (O)
410133-0505-000 | 4683 | USD | AxioVision 4 Materials Package Extension Image Analysis (D)
410133-0506-000 | 3904 | USD | AxioVision 4 Materials Package Extension Motorization (D)
410133-0600-000 | 836 | USD | Upgrade AxioVision 1/2/3 to AxioVision Rel. 4.x
410133-0601-000 | 1672 | USD | Extension of KS300/400 with AxioVision 4.9.1 64bit
410133-0906-000 | 364 | USD | Upgrade AV 4.x 32bit to AV 4.9.1 64bit
410135-1021-200 | 6723 | USD | ConfoMap ST V7 for Smartproof 5 (D)
410135-1022-200 | 7350 | USD | ConfoMap ST V7 (D)
410135-1023-200 | 23920 | USD | ConfoMap Premium V7 (D)
410138-1012-200 | 1400 | USD | Upgrade ConfoMap ST V6 to V7 (D)
410138-1013-200 | 4500 | USD | Upgrade ConfoMap Premium V6 to V7 (D)
410136-1069-200 | 600 | USD | ConfoMap V7 Module 2D Automotive (D)
410136-1070-200 | 1650 | USD | ConfoMap V7 Module Contour (D)
410136-1071-200 | 3720 | USD | ConfoMap V7 Module 3D Advanced Surface Texture (D)
410136-1072-200 | 1650 | USD | ConfoMap V7 Module 2D Advanced Surface Texture (D)
410136-1073-200 | 5450 | USD | ConfoMap V7 Module Advanced Contour (D)
410136-1074-200 | 2575 | USD | ConfoMap V7 Module 3D Fourier and Wavelets (D)
410136-1075-200 | 1700 | USD | ConfoMap V7 Module Statistics (D)
410136-1076-200 | 4850 | USD | ConfoMap V7 Module Grains and Particles (D)
000000-1018-128 | 894 | USD | Matrox Meteor2 Frame Grabber (D)
000000-0452-037 | 101 | USD | Firewire PCMCIA Card EX-6600 E (D)
000000-0452-376 | 179 | USD | Firewire HUB EX-6681/6682 (D)
000000-0505-420 | 146 | USD | Firewire ExpressCard EX-6701 (O)
000000-0583-354 | 140 | USD | Single Chip FireWire PCIe Card 2x1394a FW400 (O)
410201-9910-000 | 1479 | USD | Microscopy Workstation Compact Core i5 multilingual (O)
410202-9902-000 | 3905 | USD | Microscopy Workstation Mid-Range Xeon Quad-Core multilingual (O)
410203-9909-000 | 5739 | USD | Microscopy Workstation High-End Xeon Quad-Core multilingual (O)
410203-9910-000 | 6526 | USD | Microscopy Workstation High-End Xeon Quad-Core GPGPU multilingual (O)
410204-9901-000 | 27248 | USD | Image and Database Server Zeiss Tower (O)
410205-9901-000 | 27248 | USD | Image and Database Server Zeiss Rack (O)
410211-9002-000 | 3650 | USD | Control PC Compact Smartproof 5 multilingual (O)
410323-0250-000 | 609 | USD | Solid-State-Drive SSD 256 GB M.2 (O)
410323-0501-000 | 845 | USD | Solid-State Drive SSD 512 GB PCIe x4 (O)
410323-1000-000 | 438 | USD | Additional harddisk 1 TB SATA2 (O)
410323-2000-000 | 275 | USD | Harddisk 2 TB 7200 RPM SATA, additional (O)
410323-4000-000 | 697 | USD | Harddisk 4 TB 7200 RPM SATA, additional (O)
410331-0600-000 | 860 | USD | Graphics Board ATI Fire GL V5600 512 MB DH DVI (O)
410331-0700-000 | 3096 | USD | Graphics Adapter Fire GL V8650 2 GB DH DVI (O)
410331-1400-000 | 408 | USD | Graphics Card NVIDIA Quadro K620 2 GB DP/DVI (O)
410331-1500-000 | 2189 | USD | Graphics Card NVIDIA Quadro M4000 8 GB DP (O)
410331-1600-000 | 8979 | USD | Graphics Card NVIDIA Quadro M6000 24 GB DP (O)
410358-0200-000 | 140 | USD | Dual Chip FireWire PCI Card 2x1394a FW400 (O)
410358-0202-000 | 146 | USD | Dual Chip FireWire PCIe Card 4x1394b FW800 (O)
410358-0400-000 | 83 | USD | USB 3.0 Card PCIe EX-11094 (O)
410358-0401-000 | 381 | USD | USB 3.0 Card PCIe Quad Chip (O)
410361-0100-000 | 93 | USD | FireWire Cable A, 6-6 pin, 4 m with Right Angled Plug (D)
410361-1000-000 | 95 | USD | Adapter USB - 4x RS232 EX-1334V (O)
410376-0200-000 | 335 | USD | Language Package Windows 10 Enterprise Embedded x64 English US (O)
410377-0200-000 | 493 | USD | Language Package Windows 7 Ultimate Embedded x64 English US (O)
410201-0200-000 | 189 | USD | Memory 2048 MB DDR2-RAM 667 MHz Mini (O)
410201-0202-000 | 80 | USD | Memory 2048 MB DDR3-RAM 1066 MHz Mini (O)
410201-0802-000 | 138 | USD | Memory 8 GB (2x4) DDR3-1600 MHz non-ECC unbuffered RAM (O)
410201-1602-000 | 254 | USD | Memory 16 GB (2x8) DDR3-1600 MHz non-ECC unbuffered RAM (O)
410201-1603-000 | 268 | USD | Memory 16 GB (1x16) DDR4-2133 MHz non-ECC unbuffered RAM (O)
410303-0202-000 | 390 | USD | Memory 2048 MB DDR2 RAM 667 MHz ECC (O)
410303-0401-000 | 540 | USD | Memory 4096 MB DDR2 RAM 667 MHz ECC (O)
410303-0802-000 | 260 | USD | Memory 8 GB (2x4) DDR3-1600 MHz ECC registered RAM (O)
410303-1602-000 | 341 | USD | Memory 16 GB (2x8) DDR3-1600 MHz ECC registered RAM (O)
410303-2401-000 | 1270 | USD | Memory 24 GB DDR3-1333 MHz ECC Registered RAM (O)
410303-3202-000 | 832 | USD | Memory 32 GB (2x16) DDR3-1600 MHz ECC registered RAM (O)
410303-3203-000 | 785 | USD | Memory 32 GB (2x16) DDR4-2133 MHz ECC registered RAM (O)
410324-0015-000 | 7956 | USD | Disk space 11 TB for Server Zeiss, additional (O)
410331-0800-000 | 624 | USD | Graphics Adapter ATI Fire Pro V5700 512 MB DH DVI (O)
410331-1000-000 | 394 | USD | Graphics Board ATI FirePro V5800 1GB DisplayPort/DVI (O)
410331-1200-000 | 426 | USD | Graphics Board FTS ATI FirePro V5800 1GB DisplayPort/DVI (O)
410331-1300-000 | 337 | USD | Graphics Board FTS AMD FirePro V4900 1GB DisplayPort/DVI (O)
410358-0102-000 | 1036 | USD | Trigger-Board PCI Rev.3 (D)
410358-0103-000 | 1539 | USD | Trigger-Board PCI xPress Rev. 5 (D)
430039-9110-000 | 872 | USD | Signal distribution box Celldiscoverer 7
410350-2405-000 | 565 | USD | Monitor TFT 24" HP Z24n (61 cm) (O)
410350-2700-000 | 935 | USD | Monitor TFT 27" HP Z27n (68 cm) (O)
410350-3000-000 | 6358 | USD | LCD TFT Monitor M9179 Cinema Display 30" (75 cm) (D)
410350-3200-000 | 1874 | USD | Monitor TFT 32" HP DreamColor Z32x (80 cm) (O)
000000-0520-302 | 84 | USD | Cable FireWire 1394 a/b 6pin-9pin 4.5m (D)
000000-0544-791 | 101 | USD | FireWire Cable 1394b 9pin-9pin 5 m (D)
000000-1915-668 | 23868 | USD | EMCCD Camera QImaging Rolera em-c2 (D)
000000-1964-944 | 37960 | USD | EMCCD Camera evolve 512 (D)
000000-2034-186 | 41548 | USD | EMCCD Camera evolve 512 delta (D)
426506-0001-000 | 140 | USD | AxioCam FireWire HS / MRc5 / MR Rev.3 Trigger Cable Set (D)
426506-0002-000 | 179 | USD | AxioCam FireWire HS/MRc5/HR/MR-Rev.3 Trigger Cable Set TL/RL (D)
426513-9000-000 | 12896 | USD | Camera Set 3CCD Hitachi HV-F202SCL for Axio Scan.Z1 (O)
426513-9013-000 | 27924 | USD | Camera Set Orca Flash 4.0 V3 for Axio Scan.Z1 / Celldiscoverer 7 (O)
426513-9020-000 | 10490 | USD | Camera Set Axiocam 506 mono for Axio Scan.Z1 (D)
426540-0002-000 | 130 | USD | AxioCam ERc 5s Accessory Kit
426540-0003-000 | 130 | USD | AxioCam ERc 5s Rev.2 Accessory Kit
426540-9901-000 | 1248 | USD | Microscopy Camera AxioCam ERc 5s Rev.2
426552-9905-000 | 3861 | USD | Microscopy Camera AxioCam ICc 1 Rev.4 FireWire (O)
426553-9902-000 | 3590 | USD | Microscopy Camera AxioCam ICm 1 Rev.1 FireWire (D)
426555-0000-000 | 1019 | USD | Microscopy Camera Axiocam 105 color
426556-0000-000 | 9828 | USD | Microscopy Camera Axiocam 506 color (D)
426557-0000-000 | 10390 | USD | Microscopy Camera Axiocam 506 mono (D)
426557-0001-000 | 400 | USD | Trigger Cable Set Axiocam 503/506/512/702 (D)
426557-0100-000 | 96 | USD | Cable Dual USB 3.0/USB 2.0 angled 3 m (D)
426558-0000-000 | 7540 | USD | Microscopy Camera Axiocam 503 color (D)
426559-0000-000 | 8580 | USD | Microscopy Camera Axiocam 503 mono (D)
426560-9000-000 | 12295 | USD | Microscopy Camera Axiocam 512 color (D)
426560-9010-000 | 9445 | USD | Microscopy Camera Axiocam 702 mono (D)
426560-9020-000 | 12495 | USD | Microscopy Camera Axiocam 512 mono (D)
426560-9030-000 | 4574 | USD | Microscopy Camera Axiocam 305 color (D)
430039-5001-000 | 160 | USD | Trigger cable Axiocam 503/506/512/702, LEMO (D)
435180-9030-000 | 6235 | USD | Camera tube Z, 5MP
410119-0044-000 | 1972 | USD | APO-Rodagon-N 2.8/50 mm C-Mount (D)
000000-1853-062 | 1456 | USD | UNIBLITZ Shutter Controller VCM-D1 Rev.2 (D)
423627-9901-000 | 2147 | USD | Shutter high speed, external
000000-0445-551 | 286 | USD | Ludl Stepper Motor Cable with Right Angled Plug (D)
000000-0439-417 | 271 | USD | Footswitch for AxioVision and KS (D)
410135-0007-200 | 5408 | USD | ZEN 2 browser Software License Key
410135-1001-230 | 64 | USD | ZEN 2.3 lite Hardware License Key (for modules)
410135-1002-230 | 2364 | USD | ZEN 2.3 pro Hardware License Key
410135-1004-120 | 4573 | USD | ZEN desk 2012 Hardware License Key
410135-1004-230 | 4573 | USD | ZEN 2.3 desk Hardware License Key
410135-1006-230 | 3583 | USD | ZEN 2.3 slidescan Hardware License Key
410135-1007-200 | 5408 | USD | ZEN 2 browser Hardware License Key
410135-1008-120 | 4119 | USD | ZEN SEM 2012 Hardware License Key
410135-1008-200 | 4119 | USD | ZEN 2 SEM Hardware License Key (=Shuttle & Find for SEM)
410135-1008-210 | 65 | USD | ZEN 2.1 SEM Hardware License Key (for Modules)
410135-1008-230 | 65 | USD | ZEN 2.3 SEM Hardware License Key (basis software for modules)
410135-1010-240 | 62 | USD | ZEN 2 starter V2.4 Hardware License Key (for modules)
410135-1011-240 | 2815 | USD | ZEN 2 core V2.4 Hardware License Key
410135-1015-240 | 7440 | USD | ZEN 2 core Package Hardware License Key with AxioCam ICc 1 (D)
410135-1017-240 | 11500 | USD | ZEN 2 core Package Hardware License Key with Axiocam 503 color (D)
410135-1018-240 | 6147 | USD | ZEN 2 core Package Hardware License Key with Axiocam 105 color (D)
410135-1019-240 | 13915 | USD | ZEN 2 core Package Hardware License Key with Axiocam 506 color (D)
410135-1024-230 | 13479 | USD | ZEN 2.3 celldiscoverer Hardware License Key
410135-1025-240 | 16104 | USD | ZEN 2 core Package Hardware License Key with Axiocam 512 color (D)
410135-1026-240 | 8740 | USD | ZEN 2 core Package Hardware License Key with Axiocam 305 color (D)
410135-1103-120 | 11825 | USD | ZEN system 2012 US Hardware License Key
410135-1103-210 | 8490 | USD | ZEN 2.1 system US Hardware License Key
410135-1103-230 | 11946 | USD | ZEN 2.3 system US Hardware License Key
410137-1065-200 | 1710 | USD | ZEN 2 starter Module Data Management Hardware License Key
410138-1002-230 | 1059 | USD | Upgrade ZEN 2 pro to ZEN 2.3 pro Hardware License Key
410138-1003-230 | 8996 | USD | Platform change AV 4.x.x to ZEN 2.3 system HWL
410138-1004-230 | 8596 | USD | Upgrade ZEN pro to ZEN 2.3 system Hardware License Key
410138-1005-120 | 2371 | USD | Upgrade ZEN system 2011 to ZEN system 2012 Hardware License Key
410138-1005-230 | 1797 | USD | Upgrade ZEN 2.1 system to ZEN 2.3 system Hardware License Key
410138-1006-230 | 3536 | USD | Platform change AV 4.x.x to ZEN 2.3 pro Hardware License Key
410138-1008-240 | 1750 | USD | Platform Change AV 4.x.x to ZEN 2 core Hardware License Key
410138-1009-230 | 2687 | USD | Upgrade ZEN lite to ZEN 2.3 pro Hardware License Key
410138-1010-240 | 275 | USD | Transfer ZEN lite to ZEN 2 starter Hardware License Key
410138-1011-240 | 1750 | USD | Transfer ZEN pro nach ZEN 2 core Hardware License Key
410138-1103-230 | 8996 | USD | Platform change AV 4.x.x to ZEN 2.3 system US HWL
410138-1104-230 | 8996 | USD | Upgrade ZEN pro to ZEN 2.3 system US Hardware License Key
410138-1105-120 | 2371 | USD | Upgrade ZEN system 2011 to ZEN system 2012 US Hardware License Key
410138-1105-230 | 1797 | USD | Upgrade ZEN 2.1 system to ZEN 2.3 system US Hardware License Key
410136-0056-120 | 4081 | USD | ZEN Module Shuttle & Find Software License Key
410136-1022-110 | 924 | USD | ZEN Module Experiment Designer Hardware License Key
410136-1025-110 | 3799 | USD | ZEN Module Tiles & Positions Hardware License Key
410136-1028-110 | 738 | USD | ZEN Module Autofocus Hardware License Key
410136-1030-110 | 1048 | USD | ZEN Module Z Stack Hardware License Key
410136-1031-110 | 1048 | USD | ZEN Module Time Lapse Hardware License Key
410136-1056-120 | 4081 | USD | ZEN Module Shuttle & Find Hardware License Key
410136-1061-210 | 7200 | USD | ZEN Module Correlative Array Tomography (CAT) Hardware License Key
410136-1066-200 | 1977 | USD | ZEN Module Motorized Extended Focus Hardware License Key
410136-1078-230 | 3050 | USD | Software Module LM-EM Correlative Microscopy Materials HWL
410137-1031-110 | 1048 | USD | ZEN lite Module Time Lapse Hardware License Key
410137-1034-110 | 1048 | USD | ZEN lite Module Multi Channel Hardware License Key
410137-1056-210 | 4200 | USD | ZEN SEM Module Shuttle & Find Hardware License Key
410137-1061-210 | 7200 | USD | ZEN SEM Module Correlative Array Tomography (CAT) Hardware License Key
410136-1019-110 | 5839 | USD | ZEN Module Physiology Hardware License Key
410136-1032-110 | 2586 | USD | ZEN Module Image Analysis Hardware License Key
410136-1033-120 | 2730 | USD | ZEN Module Advanced Processing & Analysis Hardware License Key
410136-1087-240 | 1100 | USD | ZEN Module Online-Measurement Hardware License Key
410137-1032-110 | 2586 | USD | ZEN lite / starter Module Image Analysis Hardware License Key
410137-1037-110 | 738 | USD | ZEN lite / starter Module Measurement Hardware License Key
410137-1087-240 | 1100 | USD | ZEN 2 starter Module Online-Measurement Hardware License Key
410136-1021-110 | 6958 | USD | ZEN Module Deconvolution Hardware License Key
410136-1021-230 | 8598 | USD | ZEN Module Deconvolution Hardware License Key
410136-1024-110 | 6332 | USD | ZEN Module 3D VisArt Hardware License Key
410136-1027-110 | 1847 | USD | ZEN Module Colocalisation Hardware License Key
410136-1029-110 | 924 | USD | ZEN Module Extended Focus Hardware License Key
410136-1068-210 | 9500 | USD | ZEN Module 3Dxl Hardware License Key (O)
410136-1089-230 | 6740 | USD | ZEN Module Intellesis Hardware License Key
410138-1068-230 | 739 | USD | Upgrade ZEN Module 3D VisArt to 3Dxl Hardware License Key
410136-1043-110 | 349 | USD | ZEN Software Driver Uniblitz Hardware License Key
410136-1044-200 | 1890 | USD | ZEN Software Driver Linkam Hardware License Key
410136-1045-110 | 691 | USD | ZEN Software Driver Hamamatsu Cameras Hardware License Key
410136-1046-110 | 691 | USD | ZEN Software Driver Roper PVCAM Hardware License Key
410136-1048-110 | 1390 | USD | ZEN Software Driver Ludl XY Stage Control Hardware License Key
410136-1049-110 | 869 | USD | ZEN Software Driver Ludl Filterwheel/Shutter Hardware License Key
410136-1050-120 | 1815 | USD | ZEN Software Driver Sutter DG-4/Filter/Shutter HW License Key
410136-1052-110 | 1244 | USD | ZEN SW Driver ASI Stage DC with attachment Z Piezo HW Lic. Key
410136-1053-110 | 691 | USD | ZEN Software Driver PIFOC / Prior Hardware License Key
410136-1054-110 | 691 | USD | ZEN Software Driver Andor Hardware License Key
410136-1057-120 | 884 | USD | ZEN Software Driver Hitachi Hardware License Key
410136-1060-120 | 691 | USD | ZEN Software Driver PCO Hardware License Key
410136-1002-120 | 3659 | USD | ZEN Module Macro Environment Hardware License Key
415500-1800-000 | 8 | USD | Dust cover L450xB150xH500 mm
415510-1901-000 | 10 | USD | Dust cover L650xW270xH500 mm
434303-0000-000 | 44 | USD | Dust protection Set M
434304-0000-000 | 49 | USD | Dust protection Set L
434308-9000-000 | 31 | USD | Dust protection set for Axio Vert
459300-0000-000 | 19 | USD | Dust cover K L300xW190xH400 mm
459305-0000-000 | 18 | USD | Dust cover K
459306-0000-000 | 19 | USD | Dust cover G L570xW135xH650 mm
459311-0000-000 | 40 | USD | Dust cover
459315-0000-000 | 27 | USD | Dust cover L520xW240xH470 mm
459325-0000-000 | 28 | USD | Dust cover K L300xW190xH500 mm
459330-0000-000 | 27 | USD | Dust cover for Axio Observer / Axiovert 200/200M
459336-0000-000 | 52 | USD | Dust cover for Axio Imager Vario
000000-1027-042 | 256 | USD | Case for Axiostar (for 45° tubes only)
000000-1054-084 | 236 | USD | Stemi box C /C LED (D)
415500-1805-000 | 141 | USD | Case for transport and storage for Primo Star
415500-1827-000 | 355 | USD | Case for transport and storage for Primo Star (D)
434001-9020-000 | 468 | USD | Case for transport and storage for Axio Lab.A1 MAT/FL-LED (D)
434002-9000-000 | 255 | USD | Case for transport and storage for Primotech
435065-9000-000 | 468 | USD | Transport Case Stemi 305/508 (D)
435065-9010-000 | 333 | USD | Set-Top Case Stemi 305 (D)
435065-9020-000 | 333 | USD | Set-Top Case Stemi 508 (D)
435065-9030-000 | 190 | USD | Storage Box K
435065-9040-000 | 580 | USD | Transport Case Stemi 305/508 with Stand M (D)
000000-1766-630 | 27 | USD | Storing case for 6 pieces of reflector modules P&C
432337-9040-000 | 222 | USD | Case for transport and storage for 4 mounting frames Axio Scan.Z1
415109-2614-101 | 155 | USD | Manual PALM Robosoftware 4.3 SP1/SP2 EN (O)
434302-0000-000 | 35 | USD | Protection cap set
410358-0000-000 | 181 | USD | FireWire IEEE 1394 A and B PCI Card (D)
415105-0110-036 | 10 | USD | Distance ring, objectives M27
415105-5020-003 | 29713 | USD | Control Box 7 axis, CPU4, 110-250V
415105-5020-006 | 27 | USD | Key for control box (1 pair)
415105-5020-039 | 1508 | USD | CPU Piggy Back PCB for CB 1 / CB 2
450890-0000-000 | 21.1 | USD | Mat for microscope (small)
000000-1312-876 | 430 | USD | Safety kit for lamp interface
453001-9062-000 | 98 | USD | Test sample "Mirror"
000000-1299-420 | 430 | USD | Fastening kit for Axio Imager
400102-8317-000 | 2691 | USD | Anti vibration plate Cell Observer SD and LSM 800
423731-9190-000 | 3758 | USD | Upper part with T60N (left) for AxioExaminer with LSM 700
000000-1985-667 | 665 | USD | Compensation module ELYRA ACR
400100-9021-000 | 2267 | USD | Trigger board µCon HS (PCI xPress) (D)
400600-9011-000 | 22509 | USD | Solid State Laser 405nm, 50mW (D)
400600-9031-000 | 22901 | USD | Solid State Laser 445nm, 40mW (D)
400600-9040-000 | 13281 | USD | Solid State Laser 488nm, 30mW (D)
400600-9051-000 | 21247 | USD | Solid State Laser 488nm, 50mW (D)
400600-9080-000 | 23691 | USD | Solid State Laser 515nm, 50mW (D)
400600-9090-000 | 12927 | USD | Solid State Laser 561nm, 20mW (D)
400600-9100-000 | 18668 | USD | Solid State Laser 561nm, 50mW (D)
400600-9121-000 | 10774 | USD | Solid State Laser 638nm, 75mW (D)
400615-9030-000 | 22702 | USD | Laser Bench Rack for up to 6 Lasers
400615-9040-000 | 42765 | USD | Laser Bench Rack 3F for combined systems with up to 6 Lasers
400615-9400-000 | 3598 | USD | Monomode fiber 405-640nm for TIRF (D)
400615-9410-000 | 3598 | USD | Light guide for Spinning Disk CSU-X1 (D)
400620-9010-000 | 593 | USD | Beam Combiner for Laser 405nm
400620-9020-000 | 593 | USD | Beam Combiner for Laser 445nm
400620-9030-000 | 593 | USD | Beam Combiner for Laser 488nm
400620-9040-000 | 593 | USD | Beam Combiner for Laser 515nm
400620-9050-000 | 593 | USD | Beam Combiner for Laser 561nm
400620-9060-000 | 593 | USD | Beam Combiner for Laser 638nm
410331-0900-000 | 324 | USD | Graphics Board ATI FireMV 2260 256 MB DH (O)
000000-2064-401 | 73 | USD | Manual for Smartzoom 5,English (G)
425525-9010-000 | 18158 | USD | Smartzoom 5 Optical Engine (G)
430040-9000-000 | 13588 | USD | Stand D mot tiltable (G)
432038-9000-000 | 9640 | USD | Scanning stage D 130x100 STEP (G)
432915-9010-000 | 1852 | USD | Controller for Smartzoom 5, EN (G)
432915-9102-000 | 5923 | USD | Control PC All-in-One Smartzoom 5 (G)
434000-9010-000 | 0.01 | USD | Smartzoom 5 ID with serial number (G)